## Assessment
index | title | doi | technology_type | local_pdf_path | Resolution value | Resolution rationale | Scalability/Throughput value | Scalability/Throughput rationale | Build and Part Sourcing Complexity value | Build and Part Sourcing Complexity rationale | Skill Complexity value | Skill Complexity rationale | Equipment/Cosumable/Facility Requirement Accessibility value | Equipment/Cosumable/Facility Requirement Accessibility rationale | Application Level value | Application Level rationale | Accessibility to documentation value | Accessibility to documentation rationale | Validation/Troubleshooting Complexity value | Validation/Troubleshooting Complexity rationale | Speed/Cycle Time value | Speed/Cycle Time rationale | Build Time value | Build Time rationale | Approximate Total Build Cost (USD) | Keep reference (yes or no)
20 | An open-source and low-cost dual-extruder 3D printer for macroscale biotic materials | 10.1007/s40964-025-01383-z | Bioprinting | /Users/iyakavets/Documents/Github/dyi-biofabrication/downloaded_papers/020_An_open-source_and_low-cost_dual-extruder_3D_printer_for_macroscale_biotic_materials.pdf | N/A | N/A | 4 | Evidence of parallel, plate-scale, multi-head, or unattended operation. | 3 | Mix of common parts and custom/printed components. | 3 | Multiple technical skills appear required. | 3 | Requires accessible but nontrivial lab/maker equipment. | 4 | Presented as modular or usable across multiple workflows. | 4 | Open resources include several build or operation artifacts. | 4 | Validation includes standards, benchmarking, replicates, or multi-condition tests. | 4 | Speed evidence suggests rapid, real-time, or automated operation. | N/A | Build time not reported. | N/A | no
27 | A hackable, multi-functional, and modular extrusion 3D printer for soft materials | 10.1038/s41598-022-16008-6 | Bioprinting | /Users/iyakavets/Documents/Github/dyi-biofabrication/downloaded_papers/027_A_hackable_multi-functional_and_modular_extrusion_3D_printer_for_soft_materials.pdf | 3 | Minimum volume evidence about 125 um. | 3 | Moderate scalability via modularity, batching, or partial automation. | 3 | Mix of common parts and custom/printed components. | 3 | Multiple technical skills appear required. | 4 | Uses common benchtop/desktop equipment or generic consumables. | 4 | Presented as modular or usable across multiple workflows. | 3 | Some open documentation or files are available. | 4 | Validation includes standards, benchmarking, replicates, or multi-condition tests. | 4 | Speed evidence suggests rapid, real-time, or automated operation. | N/A | Build time not reported. | N/A | no
66 | Establishment of low-cost laboratory automation processes using AutoIt and 4-axis robots | 10.1016/j.slast.2022.07.001 | Liquid Handling | /Users/iyakavets/Documents/Github/dyi-biofabrication/pdfs/066_Establishment_of_low-cost_laboratory_automation_processes_using_AutoIt_and_4-axis_robots.pdf | 3 | Smallest demonstrated dispense 20 uL in multi-dispense steps with 100 uL single pipetting; accuracy is supplied by the commercial BRAND electronic pipette, not the robot. | 3 | Single-channel pipette handling one fluid at a time with the tip rinsed rather than ejected; completes a 96-well plate and a 24-sample AAS autosampler run unattended. | 2 | Requires specialized or custom-built components. | 4 | Build/operation described as low-skill or basic assembly. | 3 | Equipment requirements not explicit; assigned moderate default. | 4 | Presented as modular or usable across multiple workflows. | 3 | Some open documentation or files are available. | 4 | Multiple volumes and concentrations, three liquids and three processes statistically benchmarked against a trained technician (Mann-Whitney, Wilcoxon, Levene) with carryover controls; no drift study. | 1 | Explicitly slower than manual by factors of 3.5 (pipetting), 3.0 (inoculation) and 1.6 (AAS), i.e. more than twice as slow overall. | N/A | Build time not reported. | N/A | yes
77 | Slowpoke: An Automated Golden Gate Cloning Workflow for Opentrons OT-2 and Flex | 10.1021/acssynbio.5c00629 | Liquid Handling | /Users/iyakavets/Documents/Github/dyi-biofabrication/pdfs/077_Slowpoke_An_Automated_Golden_Gate_Cloning_Workflow_for_Opentrons_OT-2_and_Flex.pdf | 5 | Minimum volume evidence about 0.5 uL. | 4 | Evidence of parallel, plate-scale, multi-head, or unattended operation. | 4 | Mostly off-the-shelf or kit-based components. | 2 | Multiple advanced technical skills appear required. | 4 | Uses common benchtop/desktop equipment or generic consumables. | 4 | Presented as modular or usable across multiple workflows. | 4 | Open resources include several build or operation artifacts. | 4 | Validation includes standards, benchmarking, replicates, or multi-condition tests. | 4 | Speed evidence suggests rapid, real-time, or automated operation. | N/A | Build time not reported. | N/A | no
80 | OT-Mation: an open-source code for parsing CSV files into Python scripts for control of OT-2 liquid-handling robotics | 10.1093/synbio/ysaf009 | Liquid Handling (code) | /Users/iyakavets/Documents/Github/dyi-biofabrication/pdfs/080_OT-Mation_an_open-source_code_for_parsing_CSV_files_into_Python_scripts_for_control_of_OT-2_liquid-handling_robotics.pdf | 3 | Pure script contribution; only pipette models (P10, P50) and uL/s aspirate-dispense rate fields appear, with no volumes, accuracy or precision data. Resolution is entirely the host OT-2’s. | 3 | Generates full multi-sample plate protocols with dilution calculation and mentions two OT-2 mounts with automatic pipette selection, but demonstrates no multi-channel or independent parallel fluid paths. | 3 | Mix of common parts and custom/printed components. | 4 | Build/operation described as low-skill or basic assembly. | 3 | Equipment requirements not explicit; assigned moderate default. | 4 | Presented as modular or usable across multiple workflows. | 4 | Open resources include several build or operation artifacts. | 1 | The only validation statement is that testing was performed on an Opentrons OT-2; no quantitative data, replicates, calibration procedure or result figures. | 3 | No timing comparison reported; only a literature-cited claim that GUI protocol editing may take more time than running the protocol. | N/A | Build time not reported. | N/A | no
82 | Real-time AI-driven quality control for laboratory automation: a novel computer vision solution for the opentrons OT-2 liquid handling robot | 10.1007/s10489-025-06334-3 | Liquid Handling | /Users/iyakavets/Documents/Github/dyi-biofabrication/downloaded_papers/082_Real-time_AI-driven_quality_control_for_laboratory_automation_a_novel_computer_vision_solution_for_the_opentro.pdf | 3 | Vision volume estimation validated only over 50-270 uL (3.4% mean error, 95% accuracy) with P20 tips imaged at 10/20 uL; sub-10 uL capability is the host OT-2 and unmeasured. | 5 | Host OT-2 8-channel arm imaged with all eight tips and mapped across a 12x8 96-well plate, a parallel multi-tip head, though channels are not independently controlled. | 3 | Part sourcing complexity not explicit; assigned moderate default. | 2 | Multiple advanced technical skills appear required. | 3 | Requires accessible but nontrivial lab/maker equipment. | 4 | Presented as modular or usable across multiple workflows. | 3 | Some open documentation or files are available. | 3 | 50 live runs, 100 volume tests, mAP@50 of 0.995, 98% missing-tip accuracy and regression calibration, but Table 5 compares only to a prior YOLOv5 paper, not a conventional or manual benchmark. | 3 | Only 1.1 s/frame versus 8 s for the prior AI method; no timing comparison reported against manual pipetting or a commercial handler, and vision adds per-step overhead. | N/A | Build time not reported. | N/A | yes
85 | Deep integration of low-cost liquid handling robots in an industrial pharmaceutical development environment | 10.1016/j.slast.2024.100180 | Liquid Handling | /Users/iyakavets/Documents/Github/dyi-biofabrication/pdfs/085_Deep_integration_of_low-cost_liquid_handling_robots_in_an_industrial_pharmaceutical_development_environment.pdf | 3 | Only pipette-head sizes given (20 uL and 300 uL) with no dispense volumes, accuracy or precision-versus-volume data; resolution is inherited from stock commercial OT-2 hardware. | 4 | MetID assay used 20 uL and 300 uL 8-channel heads plus unattended orchestrated runs, though 8-tip parallelism is never quantified and authors stress low-throughput assays only. | 3 | Mix of common parts and custom/printed components. | 4 | Build/operation described as low-skill or basic assembly. | 4 | Uses common benchtop/desktop equipment or generic consumables. | 4 | Presented as modular or usable across multiple workflows. | 3 | Some open documentation or files are available. | 3 | Manual-versus-automated MetID benchmark (ICC 0.998, CV under one-third of manual) but at a single assay condition, with no multi-volume accuracy, drift or carryover testing. | 4 | Automation reduces hands-on time by 30 min per assay, halving labour cost per sample versus manual; the gain is hands-on rather than wall-clock cycle time. | N/A | Build time not reported. | N/A (uses OT-2 base) | no
88 | PyLabRobot: An open-source, hardware-agnostic interface for liquid-handling robots and accessories | 10.1016/j.device.2023.100111 | Liquid Handling (code) | /Users/iyakavets/Documents/Github/dyi-biofabrication/pdfs/088_PyLabRobot_An_open-source_hardware-agnostic_interface_for_liquid-handling_robots_and_accessories.pdf | 3 | Software only; volumes appear solely as code examples (20-240 uL) with no accuracy, precision or flow-rate measurement. Resolution is entirely determined by host Hamilton/Tecan/Opentrons hardware. | 4 | Per-channel Aspiration objects plus aspirate96/dispense96 for the CoRe-96 head give independently controlled channels, but there is no quantitative multi-channel throughput demonstration on hardware. | 3 | Mix of common parts and custom/printed components. | 4 | Build/operation described as low-skill or basic assembly. | 2 | Requires specialized facilities, equipment, or consumables. | 4 | Presented as modular or usable across multiple workflows. | 4 | Open resources include several build or operation artifacts. | 2 | Validation is unit tests, a simulator and demos, and Table 1 is a feature-comparison table rather than a benchmark; no volumetric accuracy data, though a calibration tool is provided. | 3 | No timing comparison reported; only qualitative claims of faster debugging and iteration versus proprietary interfaces, with no measured protocol or pipetting times. | N/A | Build time not reported. | N/A | yes
95 | Development of a Robotic System for Automatic Organic Chemistry Synthesis | 10.1109/tase.2020.3036055 | Liquid Handling | /Users/iyakavets/Documents/Github/dyi-biofabrication/pdfs/095_Development_of_a_Robotic_System_for_Automatic_Organic_Chemistry_Synthesis.pdf | 3 | 100 uL glass syringe at 1/16 microstep with the only demonstrated draw being 10 uL in 1 s; accuracy figures (+/-1%/+/-5%) are cited from prior papers, never measured here. | 3 | One syringe pump serving one vial at a time, acetone-flushed five times between reagents; completes the whole Michael-reaction workflow to GCMS unattended but with no parallel fluid paths. | 3 | Part sourcing complexity not explicit; assigned moderate default. | 2 | Multiple advanced technical skills appear required. | 3 | Requires accessible but nontrivial lab/maker equipment. | 4 | Presented as modular or usable across multiple workflows. | 3 | Some open documentation or files are available. | 2 | No volumetric accuracy, precision or calibration data for their own pump; the only evidence is two runs across two batches of reaction yield (27% and 34%). | 3 | No timing comparison against the human chemists (only yields compared); run times of 30/31.5 min with internal-only comparisons. | N/A | Build time not reported. | N/A | no
101 | Analytical Measurements and Efficient Process Generation Using a Dual–Arm Robot Equipped with Electronic Pipettes | 10.3390/en11102567 | Liquid Handling | /Users/iyakavets/Documents/Github/dyi-biofabrication/downloaded_papers/101_Analytical_Measurements_and_Efficient_Process_Generation_Using_a_DualArm_Robot_Equipped_with_Electronic_Pipett.pdf | 4 | Electronic pipettes span 5-200 uL and 50-1000 uL, so a 5 uL minimum; 100 uL gave a 95.42 uL mean at 3.79% CV, not sub-uL. | 3 | One pipette on one arm forming a single channel, 12 vials per run; dual-pipette parallel operation is explicitly future work rather than demonstrated. | 4 | Mostly off-the-shelf or kit-based components. | 2 | Multiple advanced technical skills appear required. | 3 | Requires accessible but nontrivial lab/maker equipment. | 4 | Presented as modular or usable across multiple workflows. | 2 | Open build documentation is not clearly identified. | 4 | Gravimetric n=12 at 100 uL and 1300 uL with a direct head-to-head comparison against conventional manual pipettes on the same robot; water only, no drift or carryover testing. | 3 | Total process 11.1 min with electronic versus 12.2 min with manual pipettes (~9% faster, within +/-20%); per-step pipetting is actually 25 s versus 8 s. | N/A | Build time not reported. | N/A | yes
1 | A programmable, open-source robot that scratches cultured tissues to investigate cell migration, healing, and tissue sculpting | 10.1016/j.crmeth.2024.100915 | Bionics & Prosthetics | /Users/iyakavets/Documents/Github/dyi-biofabrication/pdfs/001_A_programmable_open-source_robot_that_scratches_cultured_tissues_to_investigate_cell_migration_healing_and_tissue_sculpting.pdf | N/A | Paper is outside the rubric's bioprinting/liquid-handling/microfabrication types. | N/A | Paper is outside the rubric's bioprinting/liquid-handling/microfabrication types. | N/A | Paper is outside the rubric's bioprinting/liquid-handling/microfabrication types. | N/A | Paper is outside the rubric's bioprinting/liquid-handling/microfabrication types. | N/A | Paper is outside the rubric's bioprinting/liquid-handling/microfabrication types. | N/A | Paper is outside the rubric's bioprinting/liquid-handling/microfabrication types. | N/A | Paper is outside the rubric's bioprinting/liquid-handling/microfabrication types. | N/A | Paper is outside the rubric's bioprinting/liquid-handling/microfabrication types. | N/A | Paper is outside the rubric's bioprinting/liquid-handling/microfabrication types. | N/A | Paper is outside the rubric's bioprinting/liquid-handling/microfabrication types. |  | no
2 | LibEMG: An Open Source Library to Facilitate the Exploration of Myoelectric Control | 10.1109/access.2023.3304544 | Bionics & Prosthetics | /Users/iyakavets/Documents/Github/dyi-biofabrication/pdfs/002_LibEMG_An_Open_Source_Library_to_Facilitate_the_Exploration_of_Myoelectric_Control.pdf | N/A | Paper is outside the rubric's bioprinting/liquid-handling/microfabrication types. | N/A | Paper is outside the rubric's bioprinting/liquid-handling/microfabrication types. | N/A | Paper is outside the rubric's bioprinting/liquid-handling/microfabrication types. | N/A | Paper is outside the rubric's bioprinting/liquid-handling/microfabrication types. | N/A | Paper is outside the rubric's bioprinting/liquid-handling/microfabrication types. | N/A | Paper is outside the rubric's bioprinting/liquid-handling/microfabrication types. | N/A | Paper is outside the rubric's bioprinting/liquid-handling/microfabrication types. | N/A | Paper is outside the rubric's bioprinting/liquid-handling/microfabrication types. | N/A | Paper is outside the rubric's bioprinting/liquid-handling/microfabrication types. | N/A | Paper is outside the rubric's bioprinting/liquid-handling/microfabrication types. |  | no
3 | A 3D Printed, Bionic Hand Powered by EMG Signals and Controlled by an Online Neural Network | 10.3390/biomimetics8020255 | Bionics & Prosthetics | /Users/iyakavets/Documents/Github/dyi-biofabrication/downloaded_papers/003_A_3D_Printed_Bionic_Hand_Powered_by_EMG_Signals_and_Controlled_by_an_Online_Neural_Network.pdf | N/A | Paper is outside the rubric's bioprinting/liquid-handling/microfabrication types. | N/A | Paper is outside the rubric's bioprinting/liquid-handling/microfabrication types. | N/A | Paper is outside the rubric's bioprinting/liquid-handling/microfabrication types. | N/A | Paper is outside the rubric's bioprinting/liquid-handling/microfabrication types. | N/A | Paper is outside the rubric's bioprinting/liquid-handling/microfabrication types. | N/A | Paper is outside the rubric's bioprinting/liquid-handling/microfabrication types. | N/A | Paper is outside the rubric's bioprinting/liquid-handling/microfabrication types. | N/A | Paper is outside the rubric's bioprinting/liquid-handling/microfabrication types. | N/A | Paper is outside the rubric's bioprinting/liquid-handling/microfabrication types. | N/A | Paper is outside the rubric's bioprinting/liquid-handling/microfabrication types. |  | no
4 | A 3D Printed, Bionic Hand Powered by EMG Signals and Controlled by an Online Neural Network | 10.1371/journal.pone.0232766 | Bionics & Prosthetics | /Users/iyakavets/Documents/Github/dyi-biofabrication/downloaded_papers/004_A_practical_3D-printed_soft_robotic_prosthetic_hand_with_multi-articulating_capabilities.pdf | N/A | Paper is outside the rubric's bioprinting/liquid-handling/microfabrication types. | N/A | Paper is outside the rubric's bioprinting/liquid-handling/microfabrication types. | N/A | Paper is outside the rubric's bioprinting/liquid-handling/microfabrication types. | N/A | Paper is outside the rubric's bioprinting/liquid-handling/microfabrication types. | N/A | Paper is outside the rubric's bioprinting/liquid-handling/microfabrication types. | N/A | Paper is outside the rubric's bioprinting/liquid-handling/microfabrication types. | N/A | Paper is outside the rubric's bioprinting/liquid-handling/microfabrication types. | N/A | Paper is outside the rubric's bioprinting/liquid-handling/microfabrication types. | N/A | Paper is outside the rubric's bioprinting/liquid-handling/microfabrication types. | N/A | Paper is outside the rubric's bioprinting/liquid-handling/microfabrication types. |  | no
5 | Machine-Learning-Based Muscle Control of a 3D-Printed Bionic Arm | 10.3390/s20113144 | Bionics & Prosthetics | /Users/iyakavets/Documents/Github/dyi-biofabrication/downloaded_papers/005_Machine-Learning-Based_Muscle_Control_of_a_3D-Printed_Bionic_Arm.pdf | N/A | Paper is outside the rubric's bioprinting/liquid-handling/microfabrication types. | N/A | Paper is outside the rubric's bioprinting/liquid-handling/microfabrication types. | N/A | Paper is outside the rubric's bioprinting/liquid-handling/microfabrication types. | N/A | Paper is outside the rubric's bioprinting/liquid-handling/microfabrication types. | N/A | Paper is outside the rubric's bioprinting/liquid-handling/microfabrication types. | N/A | Paper is outside the rubric's bioprinting/liquid-handling/microfabrication types. | N/A | Paper is outside the rubric's bioprinting/liquid-handling/microfabrication types. | N/A | Paper is outside the rubric's bioprinting/liquid-handling/microfabrication types. | N/A | Paper is outside the rubric's bioprinting/liquid-handling/microfabrication types. | N/A | Paper is outside the rubric's bioprinting/liquid-handling/microfabrication types. |  | no
6 | 3D Printed Robot Hand Structure Using Four-Bar Linkage Mechanism for Prosthetic Application | 10.3390/s20154174 | Bionics & Prosthetics | /Users/iyakavets/Documents/Github/dyi-biofabrication/downloaded_papers/006_3D_Printed_Robot_Hand_Structure_Using_Four-Bar_Linkage_Mechanism_for_Prosthetic_Application.pdf | N/A | Paper is outside the rubric's bioprinting/liquid-handling/microfabrication types. | N/A | Paper is outside the rubric's bioprinting/liquid-handling/microfabrication types. | N/A | Paper is outside the rubric's bioprinting/liquid-handling/microfabrication types. | N/A | Paper is outside the rubric's bioprinting/liquid-handling/microfabrication types. | N/A | Paper is outside the rubric's bioprinting/liquid-handling/microfabrication types. | N/A | Paper is outside the rubric's bioprinting/liquid-handling/microfabrication types. | N/A | Paper is outside the rubric's bioprinting/liquid-handling/microfabrication types. | N/A | Paper is outside the rubric's bioprinting/liquid-handling/microfabrication types. | N/A | Paper is outside the rubric's bioprinting/liquid-handling/microfabrication types. | N/A | Paper is outside the rubric's bioprinting/liquid-handling/microfabrication types. |  | no
7 | Implementation of 3D Printing Technology in the Field of Prosthetics: Past, Present, and Future | 10.3390/ijerph16091641 | Bionics & Prosthetics | /Users/iyakavets/Documents/Github/dyi-biofabrication/downloaded_papers/007_Implementation_of_3D_Printing_Technology_in_the_Field_of_Prosthetics_Past_Present_and_Future.pdf | N/A | Paper is outside the rubric's bioprinting/liquid-handling/microfabrication types. | N/A | Paper is outside the rubric's bioprinting/liquid-handling/microfabrication types. | N/A | Paper is outside the rubric's bioprinting/liquid-handling/microfabrication types. | N/A | Paper is outside the rubric's bioprinting/liquid-handling/microfabrication types. | N/A | Paper is outside the rubric's bioprinting/liquid-handling/microfabrication types. | N/A | Paper is outside the rubric's bioprinting/liquid-handling/microfabrication types. | N/A | Paper is outside the rubric's bioprinting/liquid-handling/microfabrication types. | N/A | Paper is outside the rubric's bioprinting/liquid-handling/microfabrication types. | N/A | Paper is outside the rubric's bioprinting/liquid-handling/microfabrication types. | N/A | Paper is outside the rubric's bioprinting/liquid-handling/microfabrication types. |  | no
8 | Low-cost sensor-integrated 3D-printed personalized prosthetic hands for children with amniotic band syndrome: A case study in sensing pressure distribution on an anatomical human-machine interface (AHMI) using 3D-printed conformal electrode arrays | 10.1371/journal.pone.0214120 | Bionics & Prosthetics | /Users/iyakavets/Documents/Github/dyi-biofabrication/downloaded_papers/008_Low-cost_sensor-integrated_3D-printed_personalized_prosthetic_hands_for_children_with_amniotic_band_syndrome_A.pdf | N/A | Paper is outside the rubric's bioprinting/liquid-handling/microfabrication types. | N/A | Paper is outside the rubric's bioprinting/liquid-handling/microfabrication types. | N/A | Paper is outside the rubric's bioprinting/liquid-handling/microfabrication types. | N/A | Paper is outside the rubric's bioprinting/liquid-handling/microfabrication types. | N/A | Paper is outside the rubric's bioprinting/liquid-handling/microfabrication types. | N/A | Paper is outside the rubric's bioprinting/liquid-handling/microfabrication types. | N/A | Paper is outside the rubric's bioprinting/liquid-handling/microfabrication types. | N/A | Paper is outside the rubric's bioprinting/liquid-handling/microfabrication types. | N/A | Paper is outside the rubric's bioprinting/liquid-handling/microfabrication types. | N/A | Paper is outside the rubric's bioprinting/liquid-handling/microfabrication types. |  | no
9 | 3D printed bionic prosthetic hands | 10.1109/ecmsm.2017.7945898 | Bionics & Prosthetics | /Users/iyakavets/Documents/Github/dyi-biofabrication/pdfs/009_3D_printed_bionic_prosthetic_hands.pdf | N/A | Paper is outside the rubric's bioprinting/liquid-handling/microfabrication types. | N/A | Paper is outside the rubric's bioprinting/liquid-handling/microfabrication types. | N/A | Paper is outside the rubric's bioprinting/liquid-handling/microfabrication types. | N/A | Paper is outside the rubric's bioprinting/liquid-handling/microfabrication types. | N/A | Paper is outside the rubric's bioprinting/liquid-handling/microfabrication types. | N/A | Paper is outside the rubric's bioprinting/liquid-handling/microfabrication types. | N/A | Paper is outside the rubric's bioprinting/liquid-handling/microfabrication types. | N/A | Paper is outside the rubric's bioprinting/liquid-handling/microfabrication types. | N/A | Paper is outside the rubric's bioprinting/liquid-handling/microfabrication types. | N/A | Paper is outside the rubric's bioprinting/liquid-handling/microfabrication types. |  | no
10 | System for the experimental evaluation of anthropomorphic hands. Application to a new 3D-printed prosthetic hand prototype | 10.1080/23335432.2017.1364666 | Bionics & Prosthetics | /Users/iyakavets/Documents/Github/dyi-biofabrication/pdfs/010_System_for_the_experimental_evaluation_of_anthropomorphic_hands._Application_to_a_new_3D-printed_prosthetic_hand_prototype.pdf | N/A | Paper is outside the rubric's bioprinting/liquid-handling/microfabrication types. | N/A | Paper is outside the rubric's bioprinting/liquid-handling/microfabrication types. | N/A | Paper is outside the rubric's bioprinting/liquid-handling/microfabrication types. | N/A | Paper is outside the rubric's bioprinting/liquid-handling/microfabrication types. | N/A | Paper is outside the rubric's bioprinting/liquid-handling/microfabrication types. | N/A | Paper is outside the rubric's bioprinting/liquid-handling/microfabrication types. | N/A | Paper is outside the rubric's bioprinting/liquid-handling/microfabrication types. | N/A | Paper is outside the rubric's bioprinting/liquid-handling/microfabrication types. | N/A | Paper is outside the rubric's bioprinting/liquid-handling/microfabrication types. | N/A | Paper is outside the rubric's bioprinting/liquid-handling/microfabrication types. |  | no
14 | Exploiting open source 3D printer architecture for laboratory robotics to automate high-throughput time-lapse imaging for analytical microbiology | 10.1371/journal.pone.0224878 | Microfabrication | /Users/iyakavets/Documents/Github/dyi-biofabrication/downloaded_papers/014_Exploiting_open_source_3D_printer_architecture_for_laboratory_robotics_to_automate_high-throughput_time-lapse_.pdf | 4 | Smallest feature/positioning evidence about 12.6 um. | 4 | Evidence of parallel, plate-scale, multi-head, or unattended operation. | 3 | Mix of common parts and custom/printed components. | 4 | Build/operation described as low-skill or basic assembly. | 2 | Requires specialized facilities, equipment, or consumables. | 4 | Presented as modular or usable across multiple workflows. | 3 | Some open documentation or files are available. | 4 | Validation includes standards, benchmarking, replicates, or multi-condition tests. | 4 | Speed evidence suggests rapid, real-time, or automated operation. | N/A | Build time not reported. |  | no
15 | 3D printing and milling a real-time PCR device for infectious disease diagnostics | 10.1371/journal.pone.0179133 | Bioprinting | /Users/iyakavets/Documents/Github/dyi-biofabrication/downloaded_papers/015_3D_printing_and_milling_a_real-time_PCR_device_for_infectious_disease_diagnostics.pdf | N/A | No clear feature-size or precision evidence found. | 3 | Moderate scalability via modularity, batching, or partial automation. | 3 | Mix of common parts and custom/printed components. | 4 | Build/operation described as low-skill or basic assembly. | 3 | Requires accessible but nontrivial lab/maker equipment. | 2 | Application scope appears narrow or proof-of-concept. | 3 | Some open documentation or files are available. | 4 | Validation includes standards, benchmarking, replicates, or multi-condition tests. | 4 | Speed evidence suggests rapid, real-time, or automated operation. | 5 | Build/setup evidence indicates same-day or <4 h setup. |  | no
30 | Designing Cost-Effective, Open-Source, Multi-Head Bioprinters via Conversion of Hobby-Grade 3D Printers | 10.1101/2022.03.24.483055 | Bioprinting | /Users/iyakavets/Documents/Github/dyi-biofabrication/downloaded_papers/030_Designing_Cost-Effective_Open-Source_Multi-Head_Bioprinters_via_Conversion_of_Hobby-Grade_3D_Printers.pdf | N/A | No clear feature-size or precision evidence found. | 4 | Evidence of parallel, plate-scale, multi-head, or unattended operation. | 3 | Mix of common parts and custom/printed components. | 4 | Build/operation described as low-skill or basic assembly. | 2 | Requires specialized facilities, equipment, or consumables. | 4 | Presented as modular or usable across multiple workflows. | 3 | Some open documentation or files are available. | 4 | Validation includes standards, benchmarking, replicates, or multi-condition tests. | 4 | Speed evidence suggests rapid, real-time, or automated operation. | N/A | Build time not reported. |  | no
35 | Low-Cost, Modular Modification to a Desktop 3D Printer for General Purpose Gel/Paste Extrusion &amp; Direct Ink Writing | 10.1101/2021.03.10.434735 | Bioprinting | /Users/iyakavets/Documents/Github/dyi-biofabrication/downloaded_papers/035_Low-Cost_Modular_Modification_to_a_Desktop_3D_Printer_for_General_Purpose_GelPaste_Extrusion_amp_Direct_Ink_Wr.pdf | N/A | No clear feature-size or precision evidence found. | 3 | Moderate scalability via modularity, batching, or partial automation. | 3 | Mix of common parts and custom/printed components. | 4 | Build/operation described as low-skill or basic assembly. | 4 | Uses common benchtop/desktop equipment or generic consumables. | 4 | Presented as modular or usable across multiple workflows. | 4 | Open resources include several build or operation artifacts. | 4 | Validation includes standards, benchmarking, replicates, or multi-condition tests. | 2 | Cycle time appears slower or hours-scale. | N/A | Build time not reported. |  | no
48 | PrintrLab incubator: A portable and low-cost CO2 incubator based on an open-source 3D printer architecture | 10.1371/journal.pone.0251812 | Bioprinting | /Users/iyakavets/Documents/Github/dyi-biofabrication/downloaded_papers/048_PrintrLab_incubator_A_portable_and_low-cost_CO2_incubator_based_on_an_open-source_3D_printer_architecture.pdf | 1 | Smallest feature/positioning evidence about 4000 um. | 2 | Operation appears single-unit or manually constrained. | 4 | Mostly off-the-shelf or kit-based components. | 4 | Build/operation described as low-skill or basic assembly. | 4 | Uses common benchtop/desktop equipment or generic consumables. | 4 | Presented as modular or usable across multiple workflows. | 3 | Some open documentation or files are available. | 4 | Validation includes standards, benchmarking, replicates, or multi-condition tests. | 4 | Speed evidence suggests rapid, real-time, or automated operation. | N/A | Build time not reported. |  | no
50 | Automating hESC differentiation with 3D printing and legacy liquid handling solutions | 10.1016/j.mex.2016.10.005 | Liquid Handling | /Users/iyakavets/Documents/Github/dyi-biofabrication/pdfs/050_Automating_hESC_differentiation_with_3D_printing_and_legacy_liquid_handling_solutions.pdf | 1 | Minimum volume evidence about 35000 uL. | 4 | Evidence of parallel, plate-scale, multi-head, or unattended operation. | 3 | Mix of common parts and custom/printed components. | 4 | Build/operation described as low-skill or basic assembly. | 3 | Requires accessible but nontrivial lab/maker equipment. | 4 | Presented as modular or usable across multiple workflows. | 3 | Some open documentation or files are available. | 4 | Validation includes standards, benchmarking, replicates, or multi-condition tests. | 4 | Speed evidence suggests rapid, real-time, or automated operation. | N/A | Build time not reported. | ~$100 (used robot) + parts | no
52 | Teach your microscope how to print: low-cost and rapid-iteration microfabrication for biology | 10.1039/d5lc00181a | Imaging/Microscopy | /Users/iyakavets/Documents/Github/dyi-biofabrication/pdfs/052_Teach_your_microscope_how_to_print_low-cost_and_rapid-iteration_microfabrication_for_biology.pdf | 5 | Smallest feature/positioning evidence about 1 um. | 4 | Evidence of parallel, plate-scale, multi-head, or unattended operation. | 4 | Mostly off-the-shelf or kit-based components. | 4 | Build/operation described as low-skill or basic assembly. | 4 | Uses common benchtop/desktop equipment or generic consumables. | 4 | Presented as modular or usable across multiple workflows. | 3 | Some open documentation or files are available. | 4 | Validation includes standards, benchmarking, replicates, or multi-condition tests. | 4 | Speed evidence suggests rapid, real-time, or automated operation. | 5 | Build/setup evidence indicates same-day or <4 h setup. |  | yes
53 | Open-source microscope add-on for structured illumination microscopy | 10.1038/s41467-024-45567-7 | Imaging/Microscopy | /Users/iyakavets/Documents/Github/dyi-biofabrication/downloaded_papers/053_Open-source_microscope_add-on_for_structured_illumination_microscopy.pdf | N/A | No clear feature-size or precision evidence found. | 3 | Moderate scalability via modularity, batching, or partial automation. | 4 | Mostly off-the-shelf or kit-based components. | 2 | Multiple advanced technical skills appear required. | 4 | Uses common benchtop/desktop equipment or generic consumables. | 2 | Application scope appears narrow or proof-of-concept. | 3 | Some open documentation or files are available. | 4 | Validation includes standards, benchmarking, replicates, or multi-condition tests. | N/A | No clear speed comparison found | N/A | Build time not reported. |  | no
54 | Entomoscope: An Open-Source Photomicroscope for Biodiversity Discovery | 10.1109/access.2024.3355272 | Imaging/Microscopy | /Users/iyakavets/Documents/Github/dyi-biofabrication/downloaded_papers/054_Entomoscope_An_Open-Source_Photomicroscope_for_Biodiversity_Discovery.pdf | N/A | No clear feature-size or precision evidence found. | 3 | Moderate scalability via modularity, batching, or partial automation. | 4 | Mostly off-the-shelf or kit-based components. | 4 | Build/operation described as low-skill or basic assembly. | 3 | Equipment requirements not explicit; assigned moderate default. | 2 | Application scope appears narrow or proof-of-concept. | 3 | Some open documentation or files are available. | 4 | Validation includes standards, benchmarking, replicates, or multi-condition tests. | 4 | Speed evidence suggests rapid, real-time, or automated operation. | N/A | Build time not reported. |  | no
55 | Developing the OpenFlexure Microscope towards medical use: technical and social challenges of developing globally accessible hardware for healthcare | 10.1098/rsta.2023.0257 | Imaging/Microscopy | /Users/iyakavets/Documents/Github/dyi-biofabrication/pdfs/055_Developing_the_OpenFlexure_Microscope_towards_medical_use_technical_and_social_challenges_of_developing_globally_accessible_hardware_for_healthcare.pdf | N/A | No clear feature-size or precision evidence found. | 3 | Moderate scalability via modularity, batching, or partial automation. | 3 | Part sourcing complexity not explicit; assigned moderate default. | 4 | Build/operation described as low-skill or basic assembly. | 3 | Equipment requirements not explicit; assigned moderate default. | 4 | Presented as modular or usable across multiple workflows. | 3 | Some open documentation or files are available. | 4 | Validation includes standards, benchmarking, replicates, or multi-condition tests. | 4 | Speed evidence suggests rapid, real-time, or automated operation. | N/A | Build time not reported. |  | no
56 | An open-source combined atomic force microscope and optical microscope for mechanobiology studies | 10.1016/j.heliyon.2024.e38214 | Imaging/Microscopy | /Users/iyakavets/Documents/Github/dyi-biofabrication/pdfs/056_An_open-source_combined_atomic_force_microscope_and_optical_microscope_for_mechanobiology_studies.pdf | 3 | Quantitative handling accuracy reported, but minimum volume unclear. | 4 | Evidence of parallel, plate-scale, multi-head, or unattended operation. | 3 | Mix of common parts and custom/printed components. | 4 | Build/operation described as low-skill or basic assembly. | 3 | Requires accessible but nontrivial lab/maker equipment. | 4 | Presented as modular or usable across multiple workflows. | 3 | Some open documentation or files are available. | 4 | Validation includes standards, benchmarking, replicates, or multi-condition tests. | N/A | No clear speed comparison found | N/A | Build time not reported. |  | no
57 | An open-source alignment method for multichannel infinite-conjugate microscopes using a ray transfer matrix analysis model | 10.1098/rsta.2023.0107 | Imaging/Microscopy | /Users/iyakavets/Documents/Github/dyi-biofabrication/pdfs/057_An_open-source_alignment_method_for_multichannel_infinite-conjugate_microscopes_using_a_ray_transfer_matrix_analysis_model.pdf | 3 | Smallest feature/positioning evidence about 170 um. | 4 | Evidence of parallel, plate-scale, multi-head, or unattended operation. | 3 | Mix of common parts and custom/printed components. | 2 | Multiple advanced technical skills appear required. | 3 | Equipment requirements not explicit; assigned moderate default. | 2 | Application scope appears narrow or proof-of-concept. | 2 | Open build documentation is not clearly identified. | 3 | Quantitative validation/calibration evidence is present. | N/A | No clear speed comparison found | N/A | Build time not reported. |  | no
58 | Rapid Bacterial Motility Monitoring Using Inexpensive 3D-Printed OpenFlexure Microscopy Allows Microfluidic Antibiotic Susceptibility Testing | 10.3390/mi13111974 | Imaging/Microscopy | /Users/iyakavets/Documents/Github/dyi-biofabrication/downloaded_papers/058_Rapid_Bacterial_Motility_Monitoring_Using_Inexpensive_3D-Printed_OpenFlexure_Microscopy_Allows_Microfluidic_An.pdf | 2 | Smallest feature/positioning evidence about 200 um. | 4 | Evidence of parallel, plate-scale, multi-head, or unattended operation. | 3 | Mix of common parts and custom/printed components. | 4 | Build/operation described as low-skill or basic assembly. | 3 | Requires accessible but nontrivial lab/maker equipment. | 2 | Application scope appears narrow or proof-of-concept. | 4 | Open resources include several build or operation artifacts. | 4 | Validation includes standards, benchmarking, replicates, or multi-condition tests. | 4 | Speed evidence suggests rapid, real-time, or automated operation. | N/A | Build time not reported. |  | no
59 | A low-cost 3D printed microfluidic bioreactor and imaging chamber for live-organoid imaging | 10.1063/5.0041027 | Imaging/Microscopy | /Users/iyakavets/Documents/Github/dyi-biofabrication/pdfs/059_A_low-cost_3D_printed_microfluidic_bioreactor_and_imaging_chamber_for_live-organoid_imaging.pdf | N/A | N/A | 2 | Operation appears single-unit or manually constrained. | 3 | Mix of common parts and custom/printed components. | 4 | Build/operation described as low-skill or basic assembly. | 4 | Uses common benchtop/desktop equipment or generic consumables. | 2 | Application scope appears narrow or proof-of-concept. | 3 | Some open documentation or files are available. | 4 | Validation includes standards, benchmarking, replicates, or multi-condition tests. | N/A | No clear speed comparison found | N/A | Build time not reported. |  | no
60 | The incubot: A 3D printer-based microscope for long-term live cell imaging within a tissue culture incubator | 10.1016/j.ohx.2021.e00189 | Imaging/Microscopy | /Users/iyakavets/Documents/Github/dyi-biofabrication/pdfs/060_The_incubot_A_3D_printer-based_microscope_for_long-term_live_cell_imaging_within_a_tissue_culture_incubator.pdf | 2 | Smallest feature/positioning evidence about 855 um. | 3 | Moderate scalability via modularity, batching, or partial automation. | 3 | Mix of common parts and custom/printed components. | 4 | Build/operation described as low-skill or basic assembly. | 3 | Requires accessible but nontrivial lab/maker equipment. | 2 | Application scope appears narrow or proof-of-concept. | 3 | Some open documentation or files are available. | 4 | Validation includes standards, benchmarking, replicates, or multi-condition tests. | 4 | Speed evidence suggests rapid, real-time, or automated operation. | N/A | Build time not reported. |  | no
61 | Simplifying the OpenFlexure microscope software with the web of things | 10.1098/rsos.211158 | Imaging/Microscopy | /Users/iyakavets/Documents/Github/dyi-biofabrication/pdfs/061_Simplifying_the_OpenFlexure_microscope_software_with_the_web_of_things.pdf | N/A | No clear feature-size or precision evidence found. | 3 | Moderate scalability via modularity, batching, or partial automation. | 3 | Mix of common parts and custom/printed components. | 4 | Build/operation described as low-skill or basic assembly. | 2 | Requires specialized facilities, equipment, or consumables. | 4 | Presented as modular or usable across multiple workflows. | 3 | Some open documentation or files are available. | 4 | Validation includes standards, benchmarking, replicates, or multi-condition tests. | 4 | Speed evidence suggests rapid, real-time, or automated operation. | N/A | Build time not reported. |  | no
62 | The OpenFlexure Project. The technical challenges of Co-Developing a microscope in the UK and Tanzania | 10.1109/ghtc46280.2020.9342860 | Imaging/Microscopy | /Users/iyakavets/Documents/Github/dyi-biofabrication/downloaded_papers/062_The_OpenFlexure_Project._The_technical_challenges_of_Co-Developing_a_microscope_in_the_UK_and_Tanzania.pdf | N/A | No clear feature-size or precision evidence found. | 4 | Evidence of parallel, plate-scale, multi-head, or unattended operation. | 3 | Mix of common parts and custom/printed components. | 4 | Build/operation described as low-skill or basic assembly. | 4 | Uses common benchtop/desktop equipment or generic consumables. | 3 | Validated for intended use, but broad generality is unclear. | 4 | Open resources include several build or operation artifacts. | 4 | Validation includes standards, benchmarking, replicates, or multi-condition tests. | N/A | No clear speed comparison found | N/A | Build time not reported. |  | no
63 | Democratizing self-driving labs: advances in low-cost 3D printing for laboratory automation | 10.1039/d4dd00411f | Bioprinting | /Users/iyakavets/Documents/Github/dyi-biofabrication/pdfs/063_Democratizing_self-driving_labs_advances_in_low-cost_3D_printing_for_laboratory_automation.pdf | N/A | No clear feature-size or precision evidence found. | 4 | Evidence of parallel, plate-scale, multi-head, or unattended operation. | 4 | Mostly off-the-shelf or kit-based components. | 4 | Build/operation described as low-skill or basic assembly. | 2 | Requires specialized facilities, equipment, or consumables. | 4 | Presented as modular or usable across multiple workflows. | 3 | Some open documentation or files are available. | 4 | Validation includes standards, benchmarking, replicates, or multi-condition tests. | 4 | Speed evidence suggests rapid, real-time, or automated operation. | N/A | Build time not reported. |  | no
68 | An open-source automated PEG precipitation assay to measure the relative solubility of proteins with low material requirement | 10.1038/s41598-021-01126-4 | Liquid Handling | /Users/iyakavets/Documents/Github/dyi-biofabrication/downloaded_papers/068_An_open-source_automated_PEG_precipitation_assay_to_measure_the_relative_solubility_of_proteins_with_low_mater.pdf | 5 | Transfers as small as 0.33 uL of highly viscous 50% PEG with ~0.8% median error in final concentration into 10 uL wells; hardware is the host OT-2 with tuned aspirate/dispense speeds. | 3 | Single-channel pipettes only, one 384-well plate giving 36 data points per protein per 70 min run; the 8-fold multichannel gain is projected, never demonstrated. | 3 | Mix of common parts and custom/printed components. | 4 | Build/operation described as low-skill or basic assembly. | 3 | Equipment requirements not explicit; assigned moderate default. | 4 | Presented as modular or usable across multiple workflows. | 3 | Some open documentation or files are available. | 3 | Fluorophore linearity across 0-33% PEG, four proteins (14-150 kDa), multiple pH values, independent runs on different days, bootstrap CIs and readout comparison, but no conventional or manual benchmark run. | 3 | Absolute times only (70 min setup, 45 min supernatant transfer, 48 h incubation); no timing comparison reported against manual PEG titration. | N/A | Build time not reported. | N/A | no
83 | Automation of biochemical assays using an open-sourced, inexpensive robotic liquid handler | 10.1016/j.slast.2024.100205 | Liquid Handling | /Users/iyakavets/Documents/Github/dyi-biofabrication/pdfs/083_Automation_of_biochemical_assays_using_an_open-sourced_inexpensive_robotic_liquid_handler.pdf | 4 | Artel MVS at 10 uL gave 1.30% inaccuracy and 0.78% CV on the P20 8-channel; Table 2 shows 1 uL degrading to 15-20% accuracy, so the reliable floor is ~10 uL. | 5 | 8-channel P20 and P300 heads used for both assays with all eight channels individually verified across two mounts; deck space limits plate count and plate-reader transfer is manual. | 4 | Mostly off-the-shelf or kit-based components. | 4 | Build/operation described as low-skill or basic assembly. | 4 | Uses common benchtop/desktop equipment or generic consumables. | 4 | Presented as modular or usable across multiple workflows. | 3 | Some open documentation or files are available. | 4 | Artel accuracy and precision at two volumes and two pipettes over three independent runs, plus an explicit Tecan EVO benchmark with all differences within +/-20%; no drift or carryover study. | 4 | PicoGreen assay in 41 min versus 90-120 min manual (2.2-2.9x faster) and 35 min on a Tecan EVO, with analyst-engaged time of 15 min versus 90-120 min. | N/A | Build time not reported. | <~$10,000 (base OT-2 platform) | no
86 | Evaluation of microplate handling accuracy for applying robotic arms in laboratory automation | 10.1016/j.slast.2024.100200 | Liquid Handling | /Users/iyakavets/Documents/Github/dyi-biofabrication/pdfs/086_Evaluation_of_microplate_handling_accuracy_for_applying_robotic_arms_in_laboratory_automation.pdf | 1 | No liquid dispensing whatsoever; the paper measures plate and lid positional repeatability (IQR 0.006-0.034 mm) and reports no volumes, flow rates or dispensing accuracy. | 1 | A single Dobot M1 Pro arm moving one 96-well plate lid at a time, with no channels or fluid paths; it is purely a metrology bench study. | 3 | Mix of common parts and custom/printed components. | 4 | Build/operation described as low-skill or basic assembly. | 3 | Requires accessible but nontrivial lab/maker equipment. | 4 | Presented as modular or usable across multiple workflows. | 3 | Some open documentation or files are available. | 3 | 125 replicates per condition across two speeds, both x and y axes and an offset sweep of 1.80-2.30 mm, but only one robot and no benchmark against a conventional transfer method. | 3 | Two arm speeds (100% and 50%) compared only with each other; no timing comparison reported against manual or commercial plate handling. | N/A | Build time not reported. | N/A | no
113 | Utility of low-cost, miniaturized peristaltic and Venturi pumps in droplet microfluidics | 10.1016/j.aca.2021.338230 | Liquid Handling | /Users/iyakavets/Documents/Github/dyi-biofabrication/pdfs/113_Utility_of_low-cost_miniaturized_peristaltic_and_Venturi_pumps_in_droplet_microfluidics.pdf | 5 | Stable flow at 1.13% (peristaltic) and 1.81% (Venturi) RSD generating reproducible sub-uL droplets of 108-160 nL at 1.4-3.2% RSD. | 3 | Single pull-mode flow source per device; multiple chip inlets are passively resistance-split, not independently controlled; continuous droplet stream monitored ~20 min. | 3 | Mix of common parts and custom/printed components. | 4 | Build/operation described as low-skill or basic assembly. | 2 | Requires specialized facilities, equipment, or consumables. | 4 | Presented as modular or usable across multiple workflows. | 3 | Some open documentation or files are available. | 4 | Head-to-head against a $1650 Chemyx syringe pump using a calibrated flow meter across the full flow range, two liquids, three chips, two applications. | 3 | Droplet rates matched the syringe pump (0.25 vs 0.23 Hz); authors concede syringe pumps remain more useful for faster droplet generation. | 5 | Build/setup evidence indicates same-day or <4 h setup. | ~$80 (peristaltic pump) / ~$100 (Venturi pump) | no
114 | Spatially and optically tailored 3D printing for highly miniaturized and integrated microfluidics | 10.1038/s41467-021-25788-w | Microfluidics | /Users/iyakavets/Documents/Github/dyi-biofabrication/downloaded_papers/114_Spatially_and_optically_tailored_3D_printing_for_highly_miniaturized_and_integrated_microfluidics.pdf | 4 | Smallest feature/positioning evidence about 15 um. | 3 | Moderate scalability via modularity, batching, or partial automation. | 3 | Mix of common parts and custom/printed components. | 2 | Multiple advanced technical skills appear required. | 2 | Requires specialized facilities, equipment, or consumables. | 4 | Presented as modular or usable across multiple workflows. | 3 | Some open documentation or files are available. | 4 | Validation includes standards, benchmarking, replicates, or multi-condition tests. | 4 | Speed evidence suggests rapid, real-time, or automated operation. | N/A | Build time not reported. | N/A | no
117 | Functional 3D Printing for Microfluidic Chips | 10.1002/admt.201900275 | Microfluidics | /Users/iyakavets/Documents/Github/dyi-biofabrication/pdfs/117_Functional_3D_Printing_for_Microfluidic_Chips.pdf | 3 | Quantitative handling accuracy reported, but minimum volume unclear. | 4 | Evidence of parallel, plate-scale, multi-head, or unattended operation. | 3 | Mix of common parts and custom/printed components. | 4 | Build/operation described as low-skill or basic assembly. | 3 | Equipment requirements not explicit; assigned moderate default. | 4 | Presented as modular or usable across multiple workflows. | 3 | Some open documentation or files are available. | 4 | Validation includes standards, benchmarking, replicates, or multi-condition tests. | 4 | Speed evidence suggests rapid, real-time, or automated operation. | N/A | Build time not reported. |  | no
11 | LusoBioMaker: A low-cost 3D bioprinter with multi-extrusion and contour printing capabilities for thermo- and photocurable hydrogels towards complex tissue fabrication | 10.1016/j.bprint.2025.e00425 | Bioprinting | /Users/iyakavets/Documents/Github/dyi-biofabrication/pdfs/011_LusoBioMaker_A_low-cost_3D_bioprinter_with_multi-extrusion_and_contour_printing_capabilities_for_thermo-_and_photocurable_hydrogels_towards_complex_tissue_.pdf | 3 | Smallest feature/positioning evidence about 250-330 um. | 2 | Operation appears single-unit or manually constrained. | 3 | Mix of common parts and custom/printed components. | 2 | Multiple advanced technical skills appear required. | 2 | Requires specialized facilities, equipment, or consumables. | 4 | Presented as modular or usable across multiple workflows. | 3 | Some open documentation or files are available. | 4 | Validation includes standards, benchmarking, replicates, or multi-condition tests. | 2 | Cycle time appears slower. | N/A | Build time not reported. | 830.19 (excluding the cost of the printer) | yes
16 | Srishti: a custom-built laser-assisted 3D bioprinter for fabricating high-resolution biological constructs | 10.1186/s44330-025-00051-6 | Bioprinting | /Users/iyakavets/Documents/Github/dyi-biofabrication/downloaded_papers/016_Srishti_a_custom-built_laser-assisted_3D_bioprinter_for_fabricating_high-resolution_biological_constructs.pdf | 4 | Smallest feature/positioning evidence about 58 um. | 2 | Operation appears single-unit or manually constrained. | 3 | Mix of common parts and custom/printed components. | 2 | Multiple advanced technical skills appear required. | 2 | Requires specialized facilities, equipment, or consumables. | 3 | demonstrated printing of cell-laden constructs with limited functional validation | 3 | Some open documentation or files are available. | 4 | Validation includes standards, benchmarking, replicates, or multi-condition tests. | 3 | Speed evidence suggests typical operation | N/A | Build time not reported. | N/A | yes
17 | 3D bioprinting of collagen-based high-resolution internally perfusable scaffolds for engineering fully biologic tissue systems | 10.1126/sciadv.adu5905 | Bioprinting | /Users/iyakavets/Documents/Github/dyi-biofabrication/pdfs/001_3D_bioprinting_of_collagen-based_high-resolution_internally_perfusable_scaffolds_for_engineering_fully_biologic_tissue_systems.pdf | 3 | Smallest feature/positioning evidence about 100 um. | 3 | Moderate scalability via modularity, batching, or partial automation. | 3 | Mix of common parts and custom/printed components. | 2 | Multiple advanced technical skills appear required. | 3 | Requires accessible but nontrivial lab/maker equipment. | 4 | Presented as modular or usable across multiple workflows. | 4 | Open resources include several build or operation artifacts. | 4 | Validation includes standards, benchmarking, replicates, or multi-condition tests. | 4 | Speed evidence suggests rapid, real-time, or automated operation. | N/A | Build time not reported. | N/A | yes
18 | A Low‐Cost, Open‐Source 3D Printer for Multimaterial and High‐Throughput Direct Ink Writing of Soft and Living Materials | 10.1002/adma.202414971 | Bioprinting | /Users/iyakavets/Documents/Github/dyi-biofabrication/pdfs/008_A_Low-Cost_Open-Source_3D_Printer_for_Multimaterial_and_High-Throughput_Direct_Ink_Writing_of_Soft_and_Living_Materials.pdf | 3 | Smallest feature/positioning evidence about 100 um. | 4 | Evidence of parallel, plate-scale, multi-head, or unattended operation. | 4 | Mostly off-the-shelf or kit-based components. | 4 | Build/operation described as low-skill or basic assembly. | 3 | Requires accessible but nontrivial lab/maker equipment. | 4 | Presented as modular or usable across multiple workflows. | 5 | Provides a complete open-resource build guide enabling direct reproduction, including all design files, bill of materials, fabrication protocols, software/firmware, operating procedures, and user support resources | 4 | Validation includes standards, benchmarking, replicates, or multi-condition tests. | 4 | Speed evidence suggests rapid, real-time, or automated operation. | N/A | Build time not reported. | 250 | yes
19 | An Open-Source 3D Bioprinter Using Direct Light Processing for Tissue Engineering Applications | 10.3390/inventions10050092 | Bioprinting | /Users/iyakavets/Documents/Github/dyi-biofabrication/downloaded_papers/019_An_Open-Source_3D_Bioprinter_Using_Direct_Light_Processing_for_Tissue_Engineering_Applications.pdf | 4 | Smallest feature/positioning evidence about 10.8 um. | 4 | Evidence of parallel, plate-scale, multi-head, or unattended operation. | 3 | Mix of common parts and custom/printed components. | 2 | Multiple advanced technical skills appear required. | 2 | Requires specialized facilities, equipment, or consumables. | 4 | Presented as modular or usable across multiple workflows. | 3 | Some open documentation or files are available. | 4 | Validation includes standards, benchmarking, replicates, or multi-condition tests. | 4 | Speed evidence suggests rapid, real-time, or automated operation. | N/A | Build time not reported. | 7200-15000 | yes
21 | Design and Validation of a Piston-Driven Syringe-Extrusion Bioprinter Using an FDM Frame | 10.3390/biomimetics10120811 | Bioprinting | /Users/iyakavets/Documents/Github/dyi-biofabrication/downloaded_papers/021_Design_and_Validation_of_a_Piston-Driven_Syringe-Extrusion_Bioprinter_Using_an_FDM_Frame.pdf | 2 | Smallest feature/positioning evidence about 600 um. | 3 | Moderate scalability via modularity, batching, or partial automation. | 4 | Mostly off-the-shelf or kit-based components. | 2 | Multiple advanced technical skills appear required. | 4 | Uses common benchtop/desktop equipment or generic consumables. | 4 | Presented as modular or usable across multiple workflows. | 3 | Some open documentation or files are available. | 4 | Validation includes standards, benchmarking, replicates, or multi-condition tests. | 4 | Speed evidence suggests rapid, real-time, or automated operation. | N/A | Build time not reported. | N/A | Yes
22 | Fabrication and validation of an affordable DIY coaxial 3D extrusion bioprinter | 10.1038/s41598-025-06478-9 | Bioprinting | /Users/iyakavets/Documents/Github/dyi-biofabrication/downloaded_papers/022_Fabrication_and_validation_of_an_affordable_DIY_coaxial_3D_extrusion_bioprinter.pdf | 3 | Extrusion set to 0.917 and 1.529 uL/s (55-92 uL/min) through a 200 um inner needle; no volumetric accuracy or pulsation measurement, only shape fidelity. | 4 | Two stepper-driven syringe extruders on separate TMC2209 drivers, core-shell ratio programmable 100-0 to 50-50 and gradient-switched mid-print via M166. | 4 | Mostly off-the-shelf or kit-based components. | 2 | Multiple advanced technical skills appear required. | 4 | Uses common benchtop/desktop equipment or generic consumables. | 4 | Presented as modular or usable across multiple workflows. | 4 | Open resources include several build or operation artifacts. | 3 | Shape fidelity across core-shell ratios, two nozzle geometries, four inks, rheology, CFD and 14-day viability, but no experimental benchmark against a commercial coaxial bioprinter. | 3 | No timing comparison reported; only absolute print speed of 3 mm/s and 1 h shell gelation, with no conventional or commercial reference. | N/A | Build time not reported. | <600 EUR (~$650) | yes
23 | Extrusion-Based Bioprinting in a Cost-Effective Bioprinter | 10.3390/machines12080518 | Bioprinting | /Users/iyakavets/Documents/Github/dyi-biofabrication/downloaded_papers/023_Extrusion-Based_Bioprinting_in_a_Cost-Effective_Bioprinter.pdf | 3 | Quantitative handling accuracy reported, but minimum volume unclear. | 3 | Throughput not explicit; assigned moderate default. | 2 | Requires specialized or custom-built components. | 4 | Build/operation described as low-skill or basic assembly. | 3 | Requires accessible but nontrivial lab/maker equipment. | 4 | Presented as modular or usable across multiple workflows. | 3 | Some open documentation or files are available. | 4 | Validation includes standards, benchmarking, replicates, or multi-condition tests. | N/A | No clear speed comparison found | N/A | Build time not reported. | <$1,500 | yes
24 | The Enderstruder: An accessible open-source syringe extruder compatible with Ender series 3D printers | 10.1016/j.ohx.2024.e00510 | Bioprinting | /Users/iyakavets/Documents/Github/dyi-biofabrication/pdfs/070_The_Enderstruder_An_accessible_open-source_syringe_extruder_compatible_with_Ender_series_3D_printers.pdf | 4 | 10240 microsteps/mm on a 1.25 mm M8 screw with 4:1 gearing gives ~0.016 uL per microstep through a 27G needle, with filament width variation within 110 um. | 3 | One 10 mL BD syringe on a single nozzle handling one ink at a time; prints complete constructs unattended in under an hour but has no parallel channels. | 4 | Mostly off-the-shelf or kit-based components. | 2 | Multiple advanced technical skills appear required. | 4 | Uses common benchtop/desktop equipment or generic consumables. | 2 | Application scope appears narrow or proof-of-concept. | 4 | Open resources include several build or operation artifacts. | 3 | Five inks tested for filament uniformity, fusion and printability score plus a gravimetric E-step calibration protocol; Table 1 compares only other open designs’ specs, no experimental benchmark. | 3 | No timing comparison reported; print speeds of 5-20 mm/s and sub-hour prints are stated but never measured against a commercial extruder or manual method. | N/A | Build time not reported. | N/A | yes
25 | Design and Implementation of an Accessible 3D Bioprinter: Benchmarking the Performance of a Home-Made Bioprinter against a Professional Bioprinter | 10.3390/app131810213 | Bioprinting | /Users/iyakavets/Documents/Github/dyi-biofabrication/downloaded_papers/025_Design_and_Implementation_of_an_Accessible_3D_Bioprinter_Benchmarking_the_Performance_of_a_Home-Made_Bioprinte.pdf | 3 | Smallest feature/positioning evidence about 150 um. | 3 | Throughput not explicit; assigned moderate default. | 3 | Mix of common parts and custom/printed components. | 4 | Build/operation described as low-skill or basic assembly. | 3 | Requires accessible but nontrivial lab/maker equipment. | 3 | demonstrated printing of cell-laden constructs with limited functional validation | 3 | Some open documentation or files are available. | 4 | Validation includes standards, benchmarking, replicates, or multi-condition tests. | 4 | Speed evidence suggests rapid, real-time, or automated operation. | N/A | Build time not reported. | N/A | yes
26 | Development and implementation of a significantly low-cost 3D bioprinter using recycled scrap material | 10.3389/fbioe.2023.1108396 | Bioprinting | /Users/iyakavets/Documents/Github/dyi-biofabrication/downloaded_papers/026_Development_and_implementation_of_a_significantly_low-cost_3D_bioprinter_using_recycled_scrap_material.pdf | N/A | no clear evidence of printing resolution | 2 | Operation appears single-unit or manually constrained. | 4 | Mostly off-the-shelf or kit-based components. | 4 | Build/operation described as low-skill or basic assembly. | 3 | Requires accessible but nontrivial lab/maker equipment. | 2 | Application scope appears narrow or proof-of-concept. | 4 | Open resources include several build or operation artifacts. | 4 | Validation includes standards, benchmarking, replicates, or multi-condition tests. | 4 | Speed evidence suggests rapid, real-time, or automated operation. | N/A | Build time not reported. | 120-260 | yes
29 | Designing Cost-Effective Open-Source Multihead 3D Bioprinters | 10.1089/genbio.2022.0021 | Bioprinting | /Users/iyakavets/Documents/Github/dyi-biofabrication/pdfs/028_Designing_cost-effective_open-source_multihead_3D_bioprinters.pdf | 2 | Smallest feature/positioning evidence about 500 um. | 2 | Operation appears single-unit or manually constrained. | 4 | Mostly off-the-shelf or kit-based components. | 4 | Build/operation described as low-skill or basic assembly. | 2 | Requires specialized facilities, equipment, or consumables. | 3 | demonstrated printing of cell-laden constructs with limited functional validation | 4 | Open resources include several build or operation artifacts. | 2 | Minimal quantitative validation evident, lacks standards, benchmarking, replicates or multi-condition tests. | 3 | Speed evidence suggests typical operation | N/A | Build time not reported. | N/A | yes
31 | Development of a high-performance open-source 3D bioprinter | 10.1038/s41598-022-26809-4 | Bioprinting | /Users/iyakavets/Documents/Github/dyi-biofabrication/downloaded_papers/031_Development_of_a_high-performance_open-source_3D_bioprinter.pdf | 3 | Quantitative handling accuracy reported, but minimum volume unclear. | 3 | Throughput not explicit; assigned moderate default. | 3 | Mix of common parts and custom/printed components. | 4 | Build/operation described as low-skill or basic assembly. | 4 | Uses common benchtop/desktop equipment or generic consumables. | 2 | Application scope appears narrow or proof-of-concept. | 4 | Open resources include several build or operation artifacts. | 4 | Validation includes standards, benchmarking, replicates, or multi-condition tests. | 4 | Speed evidence suggests rapid, real-time, or automated operation. | N/A | Build time not reported. | <$900 | yes
32 | A high performance open-source syringe extruder optimized for extrusion and retraction during FRESH 3D bioprinting | 10.1016/j.ohx.2020.e00170 | Bioprinting | /Users/iyakavets/Documents/Github/dyi-biofabrication/pdfs/006_A_high_performance_open-source_syringe_extruder_optimized_for_extrusion_and_retraction_during_FRESH_3D_bioprinting.pdf | 5 | Microstep swept volume 2.71 nL with a 2.5 mL Hamilton syringe and 109 pL with a 100 uL syringe; printed 3.35 nL filaments and 300 um channels. | 3 | Single syringe channel of 2.5 mL capacity printing a complete construct unattended; the dual-pump multimaterial arrangement is only pictured, never demonstrated or independently controlled. | 3 | Mix of common parts and custom/printed components. | 4 | Build/operation described as low-skill or basic assembly. | 4 | Uses common benchtop/desktop equipment or generic consumables. | 5 | Supports broad or translationally relevant applications. | 4 | Open resources include several build or operation artifacts. | 3 | Channel widths of 300/400/500 um measured by OCT with ANOVA plus caliper steps/mm calibration, but one ink only and no experimental benchmark against a pneumatic or commercial extruder. | 3 | No timing comparison reported; only print speeds of 10-20 mm/s, never measured against commercial extruders or manual deposition. | N/A | Build time not reported. | 150 | yes
33 | An open source extrusion bioprinter based on the E3D motion system and tool changer to enable FRESH and multimaterial bioprinting | 10.1038/s41598-021-00931-1 | Bioprinting | /Users/iyakavets/Documents/Github/dyi-biofabrication/downloaded_papers/033_An_open_source_extrusion_bioprinter_based_on_the_E3D_motion_system_and_tool_changer_to_enable_FRESH_and_multim.pdf | 3 | Smallest feature/positioning evidence about 100 um. | 4 | Evidence of parallel, plate-scale, multi-head, or unattended operation. | 3 | Mix of common parts and custom/printed components. | 3 | Multiple technical skills appear required. | 3 | Requires accessible but nontrivial lab/maker equipment. | 4 | Presented as modular or usable across multiple workflows. | 2 | provides partial build information but missing critical details required for reproduction | 4 | Validation includes standards, benchmarking, replicates, or multi-condition tests. | N/A | N/A | N/A | Build time not reported. | N/A | yes
34 | Design and implementation of a low cost bio-printer modification, allowing for switching between plastic and gel extrusion | 10.1016/j.ohx.2021.e00186 | Bioprinting | /Users/iyakavets/Documents/Github/dyi-biofabrication/pdfs/022_Design_and_implementation_of_a_low_cost_bio-printer_modification_allowing_for_switching_between_plastic_and_gel_extrusion.pdf | 1 | Smallest feature/positioning evidence about 1000 um. | 2 | Operation appears single-unit or manually constrained. | 3 | Mix of common parts and custom/printed components. | 3 | Multiple technical skills appear required. | 3 | Requires accessible but nontrivial lab/maker equipment. | 2 | Application scope appears narrow or proof-of-concept. | 4 | Open resources include several build or operation artifacts. | 2 | Minimal quantitative validation evident, lacks standards, benchmarking, replicates or multi-condition tests. | 3 | Speed evidence suggests typical operation | N/A | Build time not reported. | 300 (excluding the cost of the printer) | yes
36 | Open-source hybrid 3D-bioprinter for simultaneous printing of thermoplastics and hydrogels | 10.1016/j.ohx.2021.e00230 | Bioprinting | /Users/iyakavets/Documents/Github/dyi-biofabrication/pdfs/051_Open-source_hybrid_3D-bioprinter_for_simultaneous_printing_of_thermoplastics_and_hydrogels.pdf | 3 | Smallest feature/positioning evidence about 445 um. | 4 | Evidence of parallel, plate-scale, multi-head, or unattended operation. | 4 | Mostly off-the-shelf or kit-based components. | 4 | Build/operation described as low-skill or basic assembly. | 3 | Requires accessible but nontrivial lab/maker equipment. | 4 | Presented as modular or usable across multiple workflows. | 5 | Multiple open resources named: files/code/BOM/protocol documentation/troubleshooting | 4 | Validation includes standards, benchmarking, replicates, or multi-condition tests. | 4 | Speed evidence suggests rapid, real-time, or automated operation. | N/A | Build time not reported. | 1150 | yes
38 | A Versatile Open-Source Printhead for Low-Cost 3D Microextrusion-Based Bioprinting | 10.3390/polym12102346 | Bioprinting | /Users/iyakavets/Documents/Github/dyi-biofabrication/downloaded_papers/038_A_Versatile_Open-Source_Printhead_for_Low-Cost_3D_Microextrusion-Based_Bioprinting.pdf | 3 | smallest filament diameter is 210 um. | 3 | Moderate scalability via modularity, batching, or partial automation. | 4 | Mostly off-the-shelf or kit-based components. | 4 | Build/operation described as low-skill or basic assembly. | 4 | Uses common benchtop/desktop equipment or generic consumables. | 4 | Presented as modular or usable across multiple workflows. | 4 | Open resources include several build or operation artifacts. | 4 | Validation includes standards, benchmarking, replicates, or multi-condition tests. | 3 | speed evidence suggests comparable to mid-range commercial bioprinters | N/A | Build time not reported. | 70 | yes
39 | Design of an Open-Source, Low-Cost Bioink and Food Melt Extrusion 3D Printer | 10.3791/59834 | Bioprinting | /Users/iyakavets/Documents/Github/dyi-biofabrication/pdfs/026_Design_of_an_Open-Source__Low-Cost_Bioink_and_Food_Melt_Extrusion_3D_Printer.pdf | 1 | Smallest feature/positioning evidence about 1000 um. | 2 | Operation appears single-unit or manually constrained. | 3 | Mix of common parts and custom/printed components. | 4 | Build/operation described as low-skill or basic assembly. | 4 | Uses common benchtop/desktop equipment or generic consumables. | 4 | Presented as modular or usable across multiple workflows. | 4 | Open resources include several build or operation artifacts. | 4 | Validation includes standards, benchmarking, replicates, or multi-condition tests. | 4 | Speed evidence suggests rapid, real-time, or automated operation. | N/A | Build time not reported. | 240 | yes
40 | FINDUS: An Open-Source 3D Printable Liquid-Handling Workstation for Laboratory Automation in Life Sciences | 10.1177/2472630319877374 | Liquid Handling | /Users/iyakavets/Documents/Github/dyi-biofabrication/pdfs/039_FINDUS_An_Open-Source_3D_Printable_Liquid-Handling_Workstation_for_Laboratory_Automation_in_Life_Sciences.pdf | 3 | Smallest calibrated volume 20 uL (P200) with ~2 um piston positioning and systematic error under 0.68%, though stroke speed is limited to 4 mm/s. | 3 | Single-channel pipette unit with manual tool swap (~10 s), filling one 96-well plate in 3:30 min; the eight-channel speedup is hypothetical only. | 3 | Mix of common parts and custom/printed components. | 4 | Build/operation described as low-skill or basic assembly. | 2 | Requires specialized facilities, equipment, or consumables. | 2 | Application scope appears narrow or proof-of-concept. | 4 | Open resources include several build or operation artifacts. | 3 | ISO 8655 gravimetric calibration at 11 volumes with 10 replicates over three days, but ISO limits and literature values are specs rather than an experimental benchmark. | 3 | No timing comparison reported; authors state speed was not a design goal and the 3:30 min plate fill is unbenchmarked against manual pipetting. | N/A | Build time not reported. | <$400 | yes
41 | Nydus One Syringe Extruder (NOSE): A Prusa i3 3D printer conversion for bioprinting applications utilizing the FRESH-method | 10.1016/j.ohx.2019.e00069 | Bioprinting | /Users/iyakavets/Documents/Github/dyi-biofabrication/pdfs/049_Nydus_One_Syringe_Extruder_NOSE_A_Prusa_i3_3D_printer_modification_for_laboratory_automation_and_syringe-based_extrusion.pdf | 2 | Smallest feature/positioning evidence about 500 um. | 2 | Operation appears single-unit or manually constrained. | 3 | Mix of common parts and custom/printed components. | 3 | Multiple technical skills appear required. | 3 | Requires accessible but nontrivial lab/maker equipment. | 4 | Presented as modular or usable across multiple workflows. | 4 | Open resources include several build or operation artifacts. | 4 | Validation includes standards, benchmarking, replicates, or multi-condition tests. | 4 | Speed evidence suggests rapid, real-time, or automated operation. | N/A | Build time not reported. | 90 (excluding printer) | yes
44 | Design and Validation of an Open-Hardware Print-Head for Bioprinting Application | 10.1016/j.proeng.2015.07.015 | Bioprinting | /Users/iyakavets/Documents/Github/dyi-biofabrication/pdfs/025_Design_and_Validation_of_an_Open-Hardware_Print-Head_for_Bioprinting_Application.pdf | N/A | Resolution reported by volume (140 nL). | 2 | Operation appears single-unit or manually constrained. | 3 | Mix of common parts and custom/printed components. | 3 | Multiple technical skills appear required. | 4 | Uses common benchtop/desktop equipment or generic consumables. | 4 | Presented as modular or usable across multiple workflows. | 2 | provides partial build information but missing critical details required for reproduction | 4 | Validation includes standards, benchmarking, replicates, or multi-condition tests. | 4 | Speed evidence suggests rapid, real-time, or automated operation. | N/A | Build time not reported. | N/A | yes
45 | BIO-SPEC: An open-source bench-top parallel bioreactor system | 10.1016/j.ohx.2025.e00670 | Bioreactor | /Users/iyakavets/Documents/Github/dyi-biofabrication/pdfs/045_BIO-SPEC_An_open-source_bench-top_parallel_bioreactor_system.pdf | N/A | No clear feature-size or precision evidence found. | 4 | Evidence of parallel, plate-scale, multi-head, or unattended operation. | 3 | Mix of common parts and custom/printed components. | 2 | Multiple advanced technical skills appear required. | 2 | Requires specialized facilities, equipment, or consumables. | 4 | Presented as modular or usable across multiple workflows. | 4 | Open resources include several build or operation artifacts. | 4 | Validation includes standards, benchmarking, replicates, or multi-condition tests. | 4 | Speed evidence suggests rapid, real-time, or automated operation. | N/A | Build time not reported. | 3000-7000 | yes
46 | Technical upgrade of an open-source liquid handler to support bacterial colony screening | 10.3389/fbioe.2023.1202836 | Liquid Handling | /Users/iyakavets/Documents/Github/dyi-biofabrication/downloaded_papers/046_Technical_upgrade_of_an_open-source_liquid_handler_to_support_bacterial_colony_screening.pdf | 3 | No dispense volumes or flow rates characterised; picking tolerance ~1 mm and colonies under 1 mm fail; pipetting resolution is inherited entirely from the host OT-2 P20. | 3 | Single P20 pipette picking one colony at a time from one plate into a 96-format tray, with no independent parallel channels. | 3 | Mix of common parts and custom/printed components. | 4 | Build/operation described as low-skill or basic assembly. | 3 | Equipment requirements not explicit; assigned moderate default. | 4 | Presented as modular or usable across multiple workflows. | 4 | Open resources include several build or operation artifacts. | 3 | 7,446 colonies over 44 plates, two species and three screening modes (73.4% accuracy, 92% sensitivity) with an extensive limitations section, but the commercial comparison is cited specs only. | 3 | 240-250 colonies/h described as similar to medium-throughput commercial pickers though far below 1,500-3,000/h; manual picking was never timed. | N/A | Build time not reported. | N/A (built on ~$7k OT-2) | yes
47 | Enhanced Growth of Bacterial Cells in a Smart 3D Printed Bioreactor | 10.3390/mi14101829 | Bioreactor | /Users/iyakavets/Documents/Github/dyi-biofabrication/downloaded_papers/047_Enhanced_Growth_of_Bacterial_Cells_in_a_Smart_3D_Printed_Bioreactor.pdf | N/A | N/A | 2 | Operation appears single-unit or manually constrained. | 3 | Mix of common parts and custom/printed components. | 3 | Multiple technical skills appear required. | 4 | Uses common benchtop/desktop equipment or generic consumables. | 2 | Application scope appears narrow or proof-of-concept. | 2 | provides partial build information but missing critical details required for reproduction | 4 | Validation includes standards, benchmarking, replicates, or multi-condition tests. | N/A | No clear speed comparison found | N/A | Build time not reported. | N/A | yes
49 | A Custom Ultra-Low-Cost 3D Bioprinter Supports Cell Growth and Differentiation | 10.3389/fbioe.2020.580889 | Bioprinting | /Users/iyakavets/Documents/Github/dyi-biofabrication/downloaded_papers/049_A_Custom_Ultra-Low-Cost_3D_Bioprinter_Supports_Cell_Growth_and_Differentiation.pdf | 1 | Smallest feature/positioning evidence larger than 1000 um. | 4 | Evidence of parallel, plate-scale, multi-head, or unattended operation. | 4 | Mostly off-the-shelf or kit-based components. | 4 | Build/operation described as low-skill or basic assembly. | 4 | Uses common benchtop/desktop equipment or generic consumables. | 4 | Presented as modular or usable across multiple workflows. | 3 | Some open documentation or files are available. | 4 | Validation includes standards, benchmarking, replicates, or multi-condition tests. | 4 | Speed evidence suggests rapid, real-time, or automated operation. | N/A | Build time not reported. | 230 | yes
51 | The ‘bIUreactor’: An Open-Source 3D Tissue Research Platform | 10.1007/s10439-024-03481-5 | Bioreactor | /Users/iyakavets/Documents/Github/dyi-biofabrication/downloaded_papers/051_The_bIUreactor_An_Open-Source_3D_Tissue_Research_Platform.pdf | 2 | Coarse peristaltic control demonstrated only at 10 mL/min; Doppler could not resolve 1 mL/min from zero flow; no pulsation or flow-accuracy data. | 3 | Four pump heads run 5-day continuous perfusion but are all driven by one shared stepper motor, so not independently controlled; media exchange remains manual. | 4 | Mostly off-the-shelf or kit-based components. | 4 | Build/operation described as low-skill or basic assembly. | 4 | Uses common benchtop/desktop equipment or generic consumables. | 4 | Presented as modular or usable across multiple workflows. | 4 | Open resources include several build or operation artifacts. | 3 | Five-day run holding 10 mL/min and 50 +/- 0.47 rpm with thermal/wear tracking, Doppler at 0/1/5/10 mL/min and a calibration supplement, but no commercial-pump benchmark. | 3 | No timing comparison reported; priming and perfusion times are never contrasted with commercial pumps or manual media handling. | N/A | Build time not reported. | 8000 | yes
64 | Automated Liquid Handler from a 3D Printer | 10.1021/acs.jchemed.3c00855 | Liquid Handling | /Users/iyakavets/Documents/Github/dyi-biofabrication/pdfs/064_Automated_Liquid_Handler_from_a_3D_Printer.pdf | 2 | Only 75 and 100 uL transfers demonstrated with a 10-100 uL manual pipette, and the volume is set by hand rather than programmed. | 3 | Single-channel manual pipette at one fixed volume with no tip change or wash station; automates a full 96-well plate transfer, which caps the score at 3. | 3 | Part sourcing complexity not explicit; assigned moderate default. | 4 | Build/operation described as low-skill or basic assembly. | 3 | Requires accessible but nontrivial lab/maker equipment. | 4 | Presented as modular or usable across multiple workflows. | 4 | Open resources include several build or operation artifacts. | 4 | Gravimetric test at two volumes with n=30 each, explicitly benchmarked against manual pipetting, plus a full-plate positional and spillage check; water only. | 3 | No timing comparison reported; only accuracy was compared between manual and automated modes, never transfer or cycle duration. | N/A | Build time not reported. | 325 | yes
65 | High-Efficiency 3D-Printed Three-Chamber Electromagnetic Peristaltic Micropump | 10.3390/mi14020257 | Liquid Handling | /Users/iyakavets/Documents/Github/dyi-biofabrication/downloaded_papers/065_High-Efficiency_3D-Printed_Three-Chamber_Electromagnetic_Peristaltic_Micropump.pdf | 2 | Single operating point only: 2407.2 uL/min and 1127 Pa at 5 V/0.3 A; no minimum stable flow, flow resolution or accuracy, and three-chamber peristalsis is pulsatile. | 2 | One serial fluid path of three chambers; pumping is Arduino-driven but priming and photographic measurement are manual and runs are short bench tests. | 3 | Mix of common parts and custom/printed components. | 4 | Build/operation described as low-skill or basic assembly. | 3 | Requires accessible but nontrivial lab/maker equipment. | 2 | Application scope appears narrow or proof-of-concept. | 3 | Some open documentation or files are available. | 2 | Water only at one drive condition, no replicates, error bars or calibration procedure; only simulation-vs-experiment agreement and a literature spec table. | 3 | No priming, cycle-time or timing comparison against conventional pumping is reported anywhere in the paper. | N/A | Build time not reported. | N/A | no
67 | Highly-customizable 3D-printed peristaltic pump kit | 10.1016/j.ohx.2021.e00202 | Liquid Handling | /Users/iyakavets/Documents/Github/dyi-biofabrication/pdfs/067_Highly-customizable_3D-printed_peristaltic_pump_kit.pdf | 4 | Sub-uL/min control demonstrated (0.022-727.3 uL/min, 2.25-6.3 uL per cycle) but flow is explicitly intermittent (17-28% pause per cycle) with 5% reassembly variation. | 4 | Four- and three-channel variants with 7-day unattended continuous perfusion culture and 60-day operation; all channels share one motor/rpm and there is no fluid switching. | 4 | Mostly off-the-shelf or kit-based components. | 4 | Build/operation described as low-skill or basic assembly. | 4 | Uses common benchtop/desktop equipment or generic consumables. | 4 | Presented as modular or usable across multiple workflows. | 3 | Some open documentation or files are available. | 4 | Flow vs rpm over four decades, three repeats, three tubing IDs, two variants, 8-run reassembly SD of 5%, plus 7-day and 60-day wear testing. | 3 | No timing or cycle-time measurement versus conventional pumping; only a flow-range spec table is provided. | N/A | Build time not reported. | ~$50 | no
69 | BoSL FAL pump: A small, low-cost, easily constructed, 3D-printed peristaltic pump for sampling of waters | 10.1016/j.ohx.2021.e00214 | Liquid Handling | /Users/iyakavets/Documents/Github/dyi-biofabrication/pdfs/069_BoSL_FAL_pump_A_small_low-cost_easily_constructed_3D-printed_peristaltic_pump_for_sampling_of_waters.pdf | 2 | Lowest reliable sample increment is 0.14 mL and rate is set only by supply voltage (4.97-13.8 mL/min) with three rollers, though volume accuracy is +/-0.7%. | 3 | Single channel and single fluid path, but fully unattended programmed intermittent sampling with a 24 h continuous run at 7-20 L/day. | 4 | Mostly off-the-shelf or kit-based components. | 4 | Build/operation described as low-skill or basic assembly. | 4 | Uses common benchtop/desktop equipment or generic consumables. | 2 | Application scope appears narrow or proof-of-concept. | 3 | Some open documentation or files are available. | 3 | Four tests across four voltages, 10/20/40 rotations, a 24 h run, a rebuild repeat and a Hall-sensor calibration routine, but no commercial benchmark and drinking water only. | 3 | No timing comparison to conventional pumps or autosamplers; only absolute figures are given. | N/A | Build time not reported. | $19 AUD (~$13) | no
70 | EvoBot: An Open-Source, Modular, Liquid Handling Robot for Scientific Experiments | 10.3390/app10030814 | Liquid Handling | /Users/iyakavets/Documents/Github/dyi-biofabrication/downloaded_papers/070_EvoBot_An_Open-Source_Modular_Liquid_Handling_Robot_for_Scientific_Experiments.pdf | 3 | 1/5/20 mL syringe modules meet ISO 8655 (+/-8 uL systematic at 1 mL) and 5 uL droplets were dispensed but untested; the 100 uL module is unvalidated. | 5 | The head takes 11 independently driven modules (22 motors); 2-3 syringes plus a 4-liquid dispensing module were demonstrated, and nine MFCs were nurtured continuously for two months. | 3 | Mix of common parts and custom/printed components. | 4 | Build/operation described as low-skill or basic assembly. | 3 | Requires accessible but nontrivial lab/maker equipment. | 4 | Presented as modular or usable across multiple workflows. | 2 | Open build documentation is not clearly identified. | 3 | 30-replicate gravimetric tests across three syringe sizes, two needle diameters and contact/non-contact modes, but only ISO 8655 spec compliance with no head-to-head device or manual benchmark. | 3 | No timing comparison reported; only a qualitative remark that GUI-driven operation is slow compared with manual pipetting, plus a 180 mm/s head speed. | N/A | Build time not reported. | <$500 | yes
71 | A Simple Approach for Controlling an Open-Source Syringe Pump | 10.26701/ems.769837 | Liquid Handling | /Users/iyakavets/Documents/Github/dyi-biofabrication/downloaded_papers/071_A_Simple_Approach_for_Controlling_an_Open-Source_Syringe_Pump.pdf | 4 | Measured range 0.5-17 uL/s (30-1020 uL/min); sub-uL/s values for a 1 mL syringe are calculated only, and control is open-loop feedforward with no flow sensor. | 4 | Three syringe channels independently and simultaneously controlled via GUI/MCU; runtime capped by 3-10 mL syringes and no fluid switching. | 3 | Mix of common parts and custom/printed components. | 4 | Build/operation described as low-skill or basic assembly. | 4 | Uses common benchtop/desktop equipment or generic consumables. | 4 | Presented as modular or usable across multiple workflows. | 3 | Some open documentation or files are available. | 3 | Flow rates measured for three syringe sizes across five duty cycles (n>=3) against theoretical calculation; no commercial benchmark, one liquid, no backpressure test. | 3 | No timing or cycle-time comparison with commercial pumps or manual handling is given. | N/A | Build time not reported. | N/A | no
72 | The FAST Pump, a low-cost, easy to fabricate, SLA-3D-printed peristaltic pump for multi-channel systems in any lab | 10.1016/j.ohx.2020.e00115 | Liquid Handling | /Users/iyakavets/Documents/Github/dyi-biofabrication/pdfs/072_The_FAST_Pump_a_low-cost_easy_to_fabricate_SLA-3D-printed_peristaltic_pump_for_multi-channel_systems_in_any_lab.pdf | 5 | Tested 0.7-5750 uL/min with a lowest measured point of 0.63 uL/min on a commercial flow meter; R2=0.9998 and within-channel RSD below 1%. | 5 | Eight parallel channels in one pump, three pumps characterised, used for a 16-channel multiplexed ELISA with multi-hour continuous in-incubator perfusion. | 4 | Mostly off-the-shelf or kit-based components. | 4 | Build/operation described as low-skill or basic assembly. | 4 | Uses common benchtop/desktop equipment or generic consumables. | 4 | Presented as modular or usable across multiple workflows. | 4 | Open resources include several build or operation artifacts. | 4 | Full flow range across three tubing types, eight channels and three pumps (<1% pump-to-pump), plus Watson-Marlow and Takasago comparison; no drift, leakage or clogging study. | 4 | Explicit head-to-head table: max flow 5750 vs 3760 uL/min for the commercial 8-channel Watson-Marlow 205U at one sixth the footprint. | N/A | Build time not reported. | <$45/channel (8-channel system) | no
73 | Principles of open source bioinstrumentation applied to the poseidon syringe pump system | 10.1038/s41598-019-48815-9 | Liquid Handling | /Users/iyakavets/Documents/Github/dyi-biofabrication/downloaded_papers/073_Principles_of_open_source_bioinstrumentation_applied_to_the_poseidon_syringe_pump_system.pdf | 4 | Reliable flows from a few hundred microlitres per hour (~3-5 uL/min) upward with low pulsation from the syringe drive, producing monodisperse 58 um droplets; no sub-uL/min data. | 4 | Arduino/CNC shield runs up to four pumps simultaneously and independently with gradient pumping and syringes to 60 mL; under eight channels and no automated fluid switching. | 4 | Mostly off-the-shelf or kit-based components. | 4 | Build/operation described as low-skill or basic assembly. | 4 | Uses common benchtop/desktop equipment or generic consumables. | 4 | Presented as modular or usable across multiple workflows. | 4 | Open resources include several build or operation artifacts. | 4 | Direct Harvard Apparatus benchmark on droplet-diameter variance, two fluids at differing flow rates, tabulated flow ranges and documented failure modes; single application only. | 3 | No pumping or cycle-time comparison; the benchmarked figure is assembly time (under 15 minutes), which is build time rather than fluid-handling speed. | N/A | Build time not reported. | <$400 | no
74 | An automated and parallelised DIY-dosing unit for individual and complex feeding profiles: Construction, validation and applications | 10.1371/journal.pone.0217268 | Liquid Handling | /Users/iyakavets/Documents/Github/dyi-biofabrication/downloaded_papers/074_An_automated_and_parallelised_DIY-dosing_unit_for_individual_and_complex_feeding_profiles_Construction_validat.pdf | 5 | Flow 0.7 uL/min to 210 mL/min; a 10 uL/h profile was delivered at 10.16 +/- 0.07 uL/h, and the 1.11e-2 mm piston step gives sub-uL increments. | 5 | Four independently controlled units per EV3 brick driving 12 syringes in parallel, multi-hour unattended exponential feeds plus automated 4-port gradient switching for IMAC. | 3 | Mix of common parts and custom/printed components. | 4 | Build/operation described as low-skill or basic assembly. | 3 | Requires accessible but nontrivial lab/maker equipment. | 4 | Presented as modular or usable across multiple workflows. | 2 | Open build documentation is not clearly identified. | 4 | Triplicate gravimetric tests over linear and exponential profiles, 1/10/50 mL syringes, a 1.4 bar counter-pressure limit, and accuracy benchmarked against a commercial Buerkert Type 7615. | 3 | No timing comparison given; the IMAC run follows the manufacturer protocol at 0.5 mL/min with no stated time saving versus AEKTA or manual columns. | N/A | Build time not reported. | ~195 EUR (core) + parts | no
75 | An open-source programmable smart pipette for portable cell separation and counting | 10.1039/c9ra08368e | Liquid Handling | /Users/iyakavets/Documents/Github/dyi-biofabrication/pdfs/075_An_open-source_programmable_smart_pipette_for_portable_cell_separation_and_counting.pdf | 3 | Quantitative handling accuracy reported, but minimum volume unclear. | 4 | Evidence of parallel, plate-scale, multi-head, or unattended operation. | 3 | Mix of common parts and custom/printed components. | 4 | Build/operation described as low-skill or basic assembly. | 3 | Requires accessible but nontrivial lab/maker equipment. | 4 | Presented as modular or usable across multiple workflows. | 3 | Some open documentation or files are available. | 4 | Validation includes standards, benchmarking, replicates, or multi-condition tests. | 4 | Speed evidence suggests rapid, real-time, or automated operation. | N/A | Build time not reported. | N/A | yes
76 | Commit: Digital pipette: open hardware for liquid transfer in self-driving laboratories | 10.1039/d3dd00115f | Liquid Handling | /Users/iyakavets/Documents/Github/dyi-biofabrication/pdfs/076_Commit_Digital_pipette_open_hardware_for_liquid_transfer_in_self-driving_laboratories.pdf | 1 | Nominal 10 mL air-displacement syringe; ISO tests at 1/5/10 mL with smallest tested 0.2 mL; authors concede uL-level accuracy needs higher-precision actuators. | 2 | Single-channel pipette handling one liquid at a time; automated tip exchange but external tip remover and greasing upkeep; no plate or full workflow demonstrated. | 3 | Mix of common parts and custom/printed components. | 4 | Build/operation described as low-skill or basic assembly. | 2 | Requires specialized facilities, equipment, or consumables. | 4 | Presented as modular or usable across multiple workflows. | 4 | Open resources include several build or operation artifacts. | 4 | ISO 8655-6 gravimetric at three volumes against v1 and ISO limits, plus explicit benchmark against four human pipettors (Levene, p=0.0046); calibration curves given. | 3 | No timing comparison reported; only a 10-minute assembly time, with no aspiration/dispense or cycle-time data versus manual or commercial pipetting. | 5 | Build/setup evidence indicates same-day or <4 h setup. | 300 | yes
78 | A 3D-Printed Plate Handler for Automated Handling of Well Plates on the Opentrons OT-2 | 10.5206/joh.v9i1.22756 | Liquid Handling | /Users/iyakavets/Documents/Github/dyi-biofabrication/downloaded_papers/078_A_3D-Printed_Plate_Handler_for_Automated_Handling_of_Well_Plates_on_the_Opentrons_OT-2.pdf | 1 | The gripper contributes no liquid handling; only the host OT-2 P300 8-channel dispensing toluidine blue with 300 uL tips, and no volume, accuracy or flow-rate data. | 3 | A single gripper moves one plate at a time, with three-plate repositioning plus a dye protocol unattended; any parallel pipetting comes from the host OT-2. | 4 | Mostly off-the-shelf or kit-based components. | 2 | Multiple advanced technical skills appear required. | 4 | Uses common benchtop/desktop equipment or generic consumables. | 5 | Supports broad or translationally relevant applications. | 4 | Open resources include several build or operation artifacts. | 2 | Transfers between deck slots 1 and 9 with 42-286 g loads were confirmed only by visual inspection; PWM/offset calibration is given but no quantitative positional accuracy or benchmark. | 3 | No timing comparison reported; only the host gantry spec (400 mm/s) and a two-day build estimate, with no manual plate-transfer baseline. | N/A | Build time not reported. | GBP 81.34 (add-on parts only) | yes
79 | Leveraging flexible pipette-based tool changes to transform liquid handling systems into dual-function sample preparation and imaging platforms | 10.1016/j.ohx.2025.e00653 | Liquid Handling | /Users/iyakavets/Documents/Github/dyi-biofabrication/pdfs/079_Leveraging_flexible_pipette-based_tool_changes_to_transform_liquid_handling_systems_into_dual-function_sample_preparation_and_imaging_platforms.pdf | 3 | Droplet volumes never reported; only the host OT-2 1000/300/20 uL pipettes are cited, so all dispensing precision is carried by the host rather than this contribution. | 3 | Both OT-2 mounts are single-channel and one carries the camera tool, leaving one liquid path; 576-well deck capacity is claimed but only three wells demonstrated. | 3 | Mix of common parts and custom/printed components. | 4 | Build/operation described as low-skill or basic assembly. | 3 | Requires accessible but nontrivial lab/maker equipment. | 4 | Presented as modular or usable across multiple workflows. | 4 | Open resources include several build or operation artifacts. | 2 | Validation is imaging-based only (pixel intensity across four alginate and six CaCl2 levels, EDTA disintegration); no volumetric accuracy, dispense calibration or benchmark. | 3 | No timing comparison reported; only internal figures of 5 s per well image and ~3 h per 96-well time-course scan. | N/A | Build time not reported. | N/A | yes
81 | Open-source cell culture automation system with integrated cell counting for passaging microplate cultures | 10.1093/pnasnexus/pgaf385 | Liquid Handling (not just liquid handling) | /Users/iyakavets/Documents/Github/dyi-biofabrication/pdfs/081_Open-source_cell_culture_automation_system_with_integrated_cell_counting_for_passaging_microplate_cultures.pdf | 2 | P300 pipettes handling 50 uL trypsin, 100 uL DPBS and 100-200 uL seeding; aspiration above 180 uL causes bubbles; seeding CV under 11%. | 4 | P300 8-channel head plus an independent single-channel pipette on separate mounts and an 8-chamber counting flow cell, 2-3 plates/day; per-well seeding is still serial. | 3 | Mix of common parts and custom/printed components. | 4 | Build/operation described as low-skill or basic assembly. | 4 | Uses common benchtop/desktop equipment or generic consumables. | 4 | Presented as modular or usable across multiple workflows. | 4 | Open resources include several build or operation artifacts. | 4 | Cell counter benchmarked against a flow cytometer over 100-400k cells/mL with 32 reads/sample; ATP assay versus manual seeding gave 54% lower CV and 92% vs 52% imaging keeper rate. | 2 | Hands-on time cut 61% (under 30 min vs an hour or more), but the end-to-end run of under 3 h is roughly twice the manual duration. | N/A | Build time not reported. | N/A | yes
84 | BioCloneBot: A versatile, low-cost, and open-source automated liquid handler | 10.1016/j.ohx.2024.e00516 | Liquid Handling | /Users/iyakavets/Documents/Github/dyi-biofabrication/pdfs/084_BioCloneBot_A_versatile_low-cost_and_open-source_automated_liquid_handler.pdf | 4 | After regression correction 5 uL gave 2.60% accuracy and 6.03% precision and 10 uL gave 0.80%/5.17%, while 1-2 uL degrades to 12.5% error and 11.22% CV. | 2 | Single syringe pump handling one tip and one fluid path at a time with 4-6 labware slots; a syringe swap is needed to change the 1-20/10-200 uL range and thermocycling is manual. | 4 | Mostly off-the-shelf or kit-based components. | 4 | Build/operation described as low-skill or basic assembly. | 4 | Uses common benchtop/desktop equipment or generic consumables. | 4 | Presented as modular or usable across multiple workflows. | 5 | Multiple open resources named: files/code/BOM/protocol documentation. | 4 | Gravimetric n=10 at five volumes per syringe, five glycerol viscosities, dial-indicator axis accuracy, a 96-tip test, and cloning products compared with manual pipetting assemblies. | 1 | Authors concede speed is a drawback: 96 tip pick and eject cycles took ~1.5 h versus an Opentrons doing plate-to-plate transfers with tip changes in ~35 min. | N/A | Build time not reported. | $1,151.75 CAD (~$850) | yes
87 | Open-source spring-driven syringe pump with 3D-printed components for microfluidic applications | 10.1016/j.ohx.2024.e00550 | Liquid Handling | /Users/iyakavets/Documents/Github/dyi-biofabrication/pdfs/087_Open-source_spring-driven_syringe_pump_with_3D-printed_components_for_microfluidic_applications.pdf | 2 | Flow set only by a coarse analog gear ratio that cannot be changed mid-run; measured 12.85 vs 16.00 uL/min theoretical, with error up to 27.8% plus back-pressure and spring drift. | 2 | Single syringe, one fluid, 5 mL maximum; unattended only until the spring unwinds, with manual winding, backlash removal and a 30-cycle spring life. | 4 | Mostly off-the-shelf or kit-based components. | 4 | Build/operation described as low-skill or basic assembly. | 3 | Requires accessible but nontrivial lab/maker equipment. | 4 | Presented as modular or usable across multiple workflows. | 3 | Some open documentation or files are available. | 2 | Gravimetric flow at a single gear ratio (81) for two syringe sizes in water, triplicate only; no commercial benchmark and a calibration function stated as future work. | 3 | No timing comparison to any conventional pump or manual method appears in the paper. | N/A | Build time not reported. | $25-30 | no
89 | Soft robotic patterning of liquids | 10.1038/s41598-023-41755-5 | Liquid Handling | /Users/iyakavets/Documents/Github/dyi-biofabrication/downloaded_papers/089_Soft_robotic_patterning_of_liquids.pdf | 1 | No liquid dispensing or metering; the device only agitates a well plate with a 1 mm maximum motion radius, and reports no volumes, flow rates or dispensing accuracy. | 1 | One well plate in one batch with colorant drops placed manually and patterns stable only a few minutes; the four actuation sectors are actuators, not fluid channels. | 3 | Part sourcing complexity not explicit; assigned moderate default. | 2 | Multiple advanced technical skills appear required. | 3 | Requires accessible but nontrivial lab/maker equipment. | 4 | Presented as modular or usable across multiple workflows. | 2 | Open build documentation is not clearly identified. | 4 | Benchmarked against a commercial orbital shaker and static diffusion: 94% versus 80% mixing at 8 min and +1 versus +5 C over 6 h, across two electrode materials, voltages and actuation times. | 2 | Dominant mixing time constant 0.73 min versus 0.03 min for the commercial shaker, which outperformed the device for the first ~3 min before the DEA mixer overtook it. | 5 | Build/setup evidence indicates same-day or <4 h setup. | N/A | no
90 | A low-cost push–pull syringe pump for continuous flow applications | 10.1016/j.ohx.2022.e00295 | Liquid Handling | /Users/iyakavets/Documents/Github/dyi-biofabrication/pdfs/090_A_low-cost_push_pull_syringe_pump_for_continuous_flow_applications.pdf | 2 | Menu range 0.5-500 mL/min set in 0.1 mL/min (100 uL/min) steps, with inherent switchover pressure spikes requiring a dampener and a residual 5% damping factor. | 3 | One motor drives both syringes as a single continuous fluid path (two inlets, one outlet) with indefinite runtime, but no independently controlled second channel. | 4 | Mostly off-the-shelf or kit-based components. | 4 | Build/operation described as low-skill or basic assembly. | 3 | Requires accessible but nontrivial lab/maker equipment. | 4 | Presented as modular or usable across multiple workflows. | 4 | Open resources include several build or operation artifacts. | 3 | Two calibration curves (high and low flow), pressure logged at 10 flow rates and three dampener volumes tested at 300 mL/min; no commercial benchmark and water only. | 3 | No timing comparison with commercial or manual pumping is reported. | N/A | Build time not reported. | <100 EUR | no
91 | A robot-assisted acoustofluidic end effector | 10.1038/s41467-022-34167-y | Microfluidics | /Users/iyakavets/Documents/Github/dyi-biofabrication/downloaded_papers/091_A_robot-assisted_acoustofluidic_end_effector.pdf | 3 | Not volumetric dispensing; acoustic streaming pumps on the order of mm/s with quadratic voltage control, no metered volume or accuracy, and 20 uL droplets added manually. | 3 | Single capillary forming one fluid path; automates full 96-well plate mixing unattended at 40 s per well but has no independently controlled second channel, with multi-capillary only proposed. | 3 | Mix of common parts and custom/printed components. | 4 | Build/operation described as low-skill or basic assembly. | 3 | Requires accessible but nontrivial lab/maker equipment. | 4 | Presented as modular or usable across multiple workflows. | 3 | Some open documentation or files are available. | 3 | Velocity versus voltage and distance from 5-300 kHz with 2/10/15 um particles in water and glycerol, but no experimental benchmark against a conventional pump, mixer or pipette. | 3 | No timing comparison reported; 40 s mixing per well and millisecond droplet mixing are given, with only a qualitative claim that vortex mixers cannot handle viscous fluids. | N/A | Build time not reported. | N/A | yes
92 | Open-source personal pipetting robots with live-cell incubation and microscopy compatibility | 10.1038/s41467-022-30643-7 | Liquid Handling | /Users/iyakavets/Documents/Github/dyi-biofabrication/downloaded_papers/092_Open-source_personal_pipetting_robots_with_live-cell_incubation_and_microscopy_compatibility.pdf | 3 | Peristaltic pumps with a 0.4 uL/step theoretical limit but +/-2 uL error at any target (10 uL gave 7-11 uL), reliable from ~25 uL, with flow controlled 2-100 uL/s. | 5 | One to ten independently pumped pipet channels each with its own reservoir, contamination characterised up to 10 pipets, parallel distinct programs per well and 48 h unattended operation. | 4 | Mostly off-the-shelf or kit-based components. | 4 | Build/operation described as low-skill or basic assembly. | 3 | Requires accessible but nontrivial lab/maker equipment. | 4 | Presented as modular or usable across multiple workflows. | 4 | Open resources include several build or operation artifacts. | 4 | Volumes 10-1000 uL, flow 10-100 uL/s, carryover with 0/1/4/8 washes, 48 h drift within +/-1%, benchmarked against manual pipetting (12.6% versus 3.6% cell loss); no clogging or pulsation data. | 3 | Only a speed-matched comparison (manual 100 uL wash in 10 s equals automated 10 uL/s); 2-40 s per well and 4-13 min per plate given with no manual throughput benchmark. | 3 | Build/setup appears multi-day but under a week. | N/A | yes
93 | Sidekick: A Low-Cost Open-Source 3D-printed liquid dispensing robot | 10.1016/j.ohx.2022.e00319 | Liquid Handling | /Users/iyakavets/Documents/Github/dyi-biofabrication/pdfs/093_Sidekick_A_Low-Cost_Open-Source_3D-printed_liquid_dispensing_robot.pdf | 3 | Fixed 10 uL solenoid aliquots with volumes rounded to the nearest 10 uL; pumps delivered 9.5-12.0 uL per cycle (~11% systematic bias), so granularity is quantised at 10 uL. | 4 | Four independently controlled positive-displacement pumps and nozzles dispensing four different liquids unattended, filling 72 wells of a 96-well plate; no aspiration and fewer than eight channels. | 4 | Mostly off-the-shelf or kit-based components. | 4 | Build/operation described as low-skill or basic assembly. | 4 | Uses common benchtop/desktop equipment or generic consumables. | 4 | Presented as modular or usable across multiple workflows. | 5 | Multiple open resources named: files/code/BOM/protocol documentation. | 3 | Gravimetric tests on two devices at 10/100 uL and 80-350 uL with 0.6-2.1% relative error plus leak and clamp troubleshooting, but no experimental benchmark versus manual pipetting or a commercial dispenser. | 3 | No timing comparison reported; the paper gives assembly time (under 4 h) and cost ($710) only, with no dispense-rate or plate-filling time versus manual or commercial handling. | 5 | Build/setup evidence indicates same-day or <4 h setup. | 710 | yes
94 | Adapting a Low-Cost and Open-Source Commercial Pipetting Robot for Nanoliter Liquid Handling | 10.1177/2472630320973591 | Liquid Handling | /Users/iyakavets/Documents/Github/dyi-biofabrication/pdfs/094_Adapting_a_Low-Cost_and_Open-Source_Commercial_Pipetting_Robot_for_Nanoliter_Liquid_Handling.pdf | 5 | 15-50 nL transfers with 0.2% error and 2.0% CV at 50 nL, with 20 nL treated as the reliable lower limit via a 10 uL gastight syringe hydraulic path. | 3 | Single syringe and capillary forming one fluid path of 10 uL capacity; automates the full nanoPOTS chip workflow but has no independently controlled second channel. | 3 | Mix of common parts and custom/printed components. | 4 | Build/operation described as low-skill or basic assembly. | 3 | Requires accessible but nontrivial lab/maker equipment. | 4 | Presented as modular or usable across multiple workflows. | 2 | Open build documentation is not clearly identified. | 4 | Two orthogonal methods (capillary plug and fluorescence) at 15/20/50 nL in water and viscous DMSO, n=15-100, plus a side-by-side comparison against the in-house $50k nanoliter pipettor. | 3 | ~11 s per well and 10 wells in ~3 min, with throughput called relatively low; no timing comparison reported against manual or commercial handling. | N/A | Build time not reported. | <$6,000 | yes
96 | Open-source, 3D-printed Peristaltic Pumps for Small Volume Point-of-Care Liquid Handling | 10.1038/s41598-020-58246-6 | Liquid Handling | /Users/iyakavets/Documents/Github/dyi-biofabrication/downloaded_papers/096_Open-source_3D-printed_Peristaltic_Pumps_for_Small_Volume_Point-of-Care_Liquid_Handling.pdf | 3 | Reliably aliquots 10, 30 and 50 uL (100 replicates each) up to 1.62 mL/min, but the three rollers produce a documented cyclical pressure and flow oscillation. | 3 | One tubing channel and one fluid, but fully automated 100-aliquot runs and 24 h unattended recirculating flow from an arbitrarily large reservoir. | 3 | Mix of common parts and custom/printed components. | 4 | Build/operation described as low-skill or basic assembly. | 4 | Uses common benchtop/desktop equipment or generic consumables. | 4 | Presented as modular or usable across multiple workflows. | 3 | Some open documentation or files are available. | 3 | 100 replicates at three volumes, two tubing IDs, several RPMs, flow-vs-pressure-drop and pulsation-frequency data with gravimetric calibration; commercial comparison is price/spec only. | 3 | No timing comparison to pipetting or commercial pumps; only a cost comparison ($65 vs $220 Dolomite, $950 mp6). | N/A | Build time not reported. | ~$120 | no
97 | OpenWorkstation: A modular open-source technology for automated in vitro workflows | 10.1016/j.ohx.2020.e00152 | Liquid Handling (not just liquid handling) | /Users/iyakavets/Documents/Github/dyi-biofabrication/pdfs/097_OpenWorkstation_A_modular_open-source_technology_for_automated_in_vitro_workflows.pdf | 4 | Positive-displacement pipetting range stated as 1-1000 uL with a GelMA microdroplet series from 1 to 10 uL; no volumetric accuracy data, only positioning (+/-100 um). | 4 | Two independently mounted pipettes plus eight deck slots, a storage module holding six plates and automated plate transport for unattended runs; an 8-channel head is stated but never demonstrated. | 4 | Mostly off-the-shelf or kit-based components. | 4 | Build/operation described as low-skill or basic assembly. | 3 | Requires accessible but nontrivial lab/maker equipment. | 4 | Presented as modular or usable across multiple workflows. | 4 | Open resources include several build or operation artifacts. | 3 | ISO 230-2 positioning (n=40, n=25), temperature dock 5.5-95 C, OrangeG dilution R2=0.9992 and 6-day culture, but only a spec-sheet comparison to an Eppendorf epMotion. | 3 | No timing comparison reported; only build and setup durations (4-6 weeks assembly) and qualitative claims of time-efficiency versus manual workflows. | N/A | Build time not reported. | $900 (base) | yes
98 | Principles of computer-controlled linear motion applied to an open-source affordable liquid handler for automated micropipetting | 10.1038/s41598-020-70465-5 | Liquid Handling | /Users/iyakavets/Documents/Github/dyi-biofabrication/downloaded_papers/098_Principles_of_computer-controlled_linear_motion_applied_to_an_open-source_affordable_liquid_handler_for_automa.pdf | 4 | Dispensed 5 uL with a 10 uL Eppendorf pipette at 2.5% average error against a 1.5% pipette spec, in 20 uL qPCR reactions, with 320 um positional accuracy. | 3 | One micropipette forming a single channel; authors rejected automatic pipette switching so the assembly is swapped manually; fills a 96-well qPCR plate unattended but not in parallel. | 4 | Mostly off-the-shelf or kit-based components. | 4 | Build/operation described as low-skill or basic assembly. | 4 | Uses common benchtop/desktop equipment or generic consumables. | 4 | Presented as modular or usable across multiple workflows. | 4 | Open resources include several build or operation artifacts. | 3 | Dye serial dilution at a single 5 uL volume (n=4), reversal-error test (n=10/axis), qPCR standard curve R2=0.998 and tip/obstruction sensing; accuracy compared to pipette spec, not an experimental benchmark. | 3 | 96-well plate in under an hour versus 30-45 min for an experienced technician, i.e. roughly comparable to slightly slower, and tip-alignment checks can double run time. | N/A | Build time not reported. | 1500 | yes
99 | An Open Source Syringe Pump Controller for Fluid Delivery of Multiple Volumes | 10.1523/eneuro.0240-19.2019 | Liquid Handling | /Users/iyakavets/Documents/Github/dyi-biofabrication/downloaded_papers/099_An_Open_Source_Syringe_Pump_Controller_for_Fluid_Delivery_of_Multiple_Volumes.pdf | 4 | 1.24 uL per motor step on a 30 mL syringe (SD 1.35e-5), delivering 9.28 and 27.85 uL boluses; the authors state sub-microlitre precision is not achievable. | 3 | One syringe and one fluid path, but three TTL-triggered volumes run a complete behavioural session unattended from a single 30-60 mL syringe. | 3 | Mix of common parts and custom/printed components. | 2 | Multiple advanced technical skills appear required. | 3 | Requires accessible but nontrivial lab/maker equipment. | 2 | Application scope appears narrow or proof-of-concept. | 5 | Multiple open resources named: files/code/BOM/protocol documentation. | 4 | 36 replicate gravimetric measurements across two syringe sizes in water and 16% sucrose, a calibration spreadsheet, and a direct head-to-head noise comparison with a commercial Med Associates PHM-100. | 3 | No quantitative timing benchmark; the only claim is that all volumes share one 316 ms epoch rather than scaling with volume. | N/A | Build time not reported. | <$250 | no
100 | OpenLH | 10.1145/3294109.3295619 | Liquid Handling | /Users/iyakavets/Documents/Github/dyi-biofabrication/pdfs/100_OpenLH.pdf | 4 | Dispenses 0.2 uL droplets (0.3 uL bioprint) via a linear-actuator syringe, but a 0.15 uL average SD makes true sub-uL reliability marginal. | 3 | Single pipette head, stated as a limitation by the authors; automates a 48-well serial dilution with tip changes but handles one channel and fluid at a time. | 4 | Mostly off-the-shelf or kit-based components. | 4 | Build/operation described as low-skill or basic assembly. | 4 | Uses common benchtop/desktop equipment or generic consumables. | 4 | Presented as modular or usable across multiple workflows. | 3 | Some open documentation or files are available. | 3 | Gravimetric water dispensing across 0.25-15 extruder steps (n=4) with SD reported and a calibration manual supplied; "as accurate as commercial" is asserted but never experimentally benchmarked. | 3 | No timing comparison reported; only a qualitative claim that speed is comparable to human-hand pipetting in a single transaction. | N/A | Build time not reported. | <$1,000 | yes
102 | Open-Source Syringe Pump Library | 10.1371/journal.pone.0107216 | Liquid Handling | /Users/iyakavets/Documents/Github/dyi-biofabrication/downloaded_papers/102_Open-Source_Syringe_Pump_Library.pdf | 1 | Volumes assessed only in 1 mL increments with 10/25 mL syringes; drop-level resolution ~20 uL; no sub-100 uL dispense demonstrated. | 2 | Dual version drives two syringes synchronously off one controller, not independently; capacity limited to a single syringe fill. | 4 | Mostly off-the-shelf or kit-based components. | 4 | Build/operation described as low-skill or basic assembly. | 4 | Uses common benchtop/desktop equipment or generic consumables. | 2 | Application scope appears narrow or proof-of-concept. | 5 | Multiple open resources named: files/code/BOM/protocol documentation. | 3 | Accuracy/CV across two motors and three microstepping settings with calibration, but single volume, water only; commercial "comparison" is a spec table, not an experiment. | 4 | Max delivery 2.1 mL/s (NEMA17) vs most tabulated commercial pumps at 0.1-0.5 mL/s, i.e. several-fold faster dispensing. | N/A | Build time not reported. | $50 (single pump) / $120 (dual pump) | no
103 | 3D Printing of Individualized Microfluidic Chips with DLP-Based Printer | 10.3390/ma16216984 | Microfluidics | /Users/iyakavets/Documents/Github/dyi-biofabrication/downloaded_papers/103_3D_Printing_of_Individualized_Microfluidic_Chips_with_DLP-Based_Printer.pdf | 3 | Smallest feature/positioning evidence about 100-200 um. | 3 | Moderate scalability via modularity, batching, or partial automation. | 3 | Mix of common parts and custom/printed components. | 4 | Build/operation described as low-skill or basic assembly. | 3 | Requires accessible but nontrivial lab/maker equipment. | 4 | Presented as modular or usable across multiple workflows. | 3 | Some open documentation or files are available. | 4 | Validation includes standards, benchmarking, replicates, or multi-condition tests. | 4 | Speed evidence suggests rapid, real-time, or automated operation. | N/A | Build time not reported. | N/A | yes
104 | Melt Electrowriting of Nylon‐12 Microfibers with an Open‐Source 3D Printer | 10.1002/marc.202300424 | Microfabrication | /Users/iyakavets/Documents/Github/dyi-biofabrication/pdfs/104_Melt_Electrowriting_of_Nylon_12_Microfibers_with_an_Open_Source_3D_Printer.pdf | 4 | Smallest feature/positioning evidence about 33 um. | 3 | Throughput not explicit; assigned moderate default. | 3 | Mix of common parts and custom/printed components. | 4 | Build/operation described as low-skill or basic assembly. | 3 | Requires accessible but nontrivial lab/maker equipment. | 4 | Presented as modular or usable across multiple workflows. | 3 | Some open documentation or files are available. | 4 | Validation includes standards, benchmarking, replicates, or multi-condition tests. | 4 | Speed evidence suggests rapid, real-time, or automated operation. | N/A | Build time not reported. | 500 | yes
105 | A cost-effective and open-source near-field electrospinning system with a graphical user interface | 10.1016/j.ohx.2025.e00691 | Microfabrication | /Users/iyakavets/Documents/Github/dyi-biofabrication/pdfs/105_A_cost-effective_and_open-source_near-field_electrospinning_system_with_a_graphical_user_interface.pdf | 5 | Minimum 5 um fiber diameter | 3 | Moderate scalability via modularity, batching, or partial automation. | 4 | Mostly off-the-shelf or kit-based components. | 4 | Build/operation described as low-skill or basic assembly. | 4 | Uses common benchtop/desktop equipment or generic consumables. | 4 | Presented as modular or usable across multiple workflows. | 4 | Open resources include several build or operation artifacts. | 4 | Validation includes standards, benchmarking, replicates, or multi-condition tests. | 4 | Speed evidence suggests rapid, real-time, or automated operation. | N/A | Build time not reported. | 1200 | yes
106 | Low-cost, versatile, and highly reproducible microfabrication pipeline to generate 3D-printed customised cell culture devices with complex designs | 10.1371/journal.pbio.3002503 | Microfabrication | /Users/iyakavets/Documents/Github/dyi-biofabrication/downloaded_papers/106_Low-cost_versatile_and_highly_reproducible_microfabrication_pipeline_to_generate_3D-printed_customised_cell_cu.pdf | 4 | Smallest feature/positioning evidence about 20 um. | 3 | Throughput not explicit; assigned moderate default. | 3 | Mix of common parts and custom/printed components. | 4 | Build/operation described as low-skill or basic assembly. | 4 | Uses common benchtop/desktop equipment or generic consumables. | 4 | Presented as modular or usable across multiple workflows. | 4 | Open resources include several build or operation artifacts. | 4 | Validation includes standards, benchmarking, replicates, or multi-condition tests. | N/A | No speed envidence. | N/A | Build time not reported. | N/A | yes
107 | mSLAb – An open-source masked stereolithography (mSLA) bioprinter | 10.1016/j.ohx.2024.e00543 | Bioprinting | /Users/iyakavets/Documents/Github/dyi-biofabrication/pdfs/107_mSLAb_An_open-source_masked_stereolithography_mSLA_bioprinter.pdf | 4 | printing resolution evidence suggests 50 um. | 2 | Operation appears single-unit or manually constrained. | 4 | Mostly off-the-shelf or kit-based components. | 4 | Build/operation described as low-skill or basic assembly. | 4 | Uses common benchtop/desktop equipment or generic consumables. | 2 | Application scope appears narrow or proof-of-concept. | 4 | Open resources include several build or operation artifacts. | 2 | Minimal quantitative validation evident, lacks standards, benchmarking, replicates or multi-condition tests. | N/A | No speed envidence. | N/A | Build time not reported. | 380-480 | yes
108 | Homebrew Photolithography for the Rapid and Low-Cost, “Do It Yourself” Prototyping of Microfluidic Devices | 10.1021/acsomega.3c05544 | Microfabrication | /Users/iyakavets/Documents/Github/dyi-biofabrication/pdfs/108_Homebrew_Photolithography_for_the_Rapid_and_Low-Cost_Do_It_Yourself_Prototyping_of_Microfluidic_Devices.pdf | 5 | Smallest feature/positioning evidence about 4.4 um. | 2 | Operation appears single-unit or manually constrained. | 4 | Mostly off-the-shelf or kit-based components. | 4 | Build/operation described as low-skill or basic assembly. | 4 | Uses common benchtop/desktop equipment or generic consumables. | 4 | Presented as modular or usable across multiple workflows. | 3 | Some open documentation or files are available. | 4 | Validation includes standards, benchmarking, replicates, or multi-condition tests. | 4 | Speed evidence suggests rapid, real-time, or automated operation. | 5 | Build/setup evidence indicates same-day or <4 h setup. | 400 | yes
109 | Mask-Free Laser Lithography for Rapid and Low-Cost Microfluidic Device Fabrication | 10.1021/acs.analchem.8b03169 | Microfluidics | /Users/iyakavets/Documents/Github/dyi-biofabrication/pdfs/109_Mask-Free_Laser_Lithography_for_Rapid_and_Low-Cost_Microfluidic_Device_Fabrication.pdf | 2 | Smallest feature/positioning evidence about 200 um. | 2 | Operation appears single-unit or manually constrained. | 3 | Mix of common parts and custom/printed components. | 4 | Build/operation described as low-skill or basic assembly. | 4 | Uses common benchtop/desktop equipment or generic consumables. | 4 | Presented as modular or usable across multiple workflows. | 3 | Some open documentation or files are available. | 4 | Validation includes standards, benchmarking, replicates, or multi-condition tests. | 4 | Speed evidence suggests rapid, real-time, or automated operation. | N/A | Build time not reported. | N/A | yes
110 | A simple method of fabricating mask-free microfluidic devices for biological analysis | 10.1063/1.3487796 | Microfluidics | /Users/iyakavets/Documents/Github/dyi-biofabrication/pdfs/110_A_simple_method_of_fabricating_mask-free_microfluidic_devices_for_biological_analysis.pdf | 3 | Smallest feature/positioning evidence about 50-100 um. | 2 | Operation appears single-unit or manually constrained. | 3 | Part sourcing complexity not explicit; assigned moderate default. | 4 | Build/operation described as low-skill or basic assembly. | 3 | Requires accessible but nontrivial lab/maker equipment. | 2 | Application scope appears narrow or proof-of-concept. | 3 | Some open documentation or files are available. | 4 | Validation includes standards, benchmarking, replicates, or multi-condition tests. | 4 | Speed evidence suggests rapid, real-time, or automated operation. | N/A | Build time not reported. | N/A | yes
111 | Building an Arduino-Based Open-Source Programmable Multichannel Syringe Pump: A Useful Tool for Fluid Delivery in Microfluidics and Flow Chemistry | 10.1021/acs.jchemed.4c00033 | Liquid Handling | /Users/iyakavets/Documents/Github/dyi-biofabrication/pdfs/111_Building_an_Arduino-Based_Open-Source_Programmable_Multichannel_Syringe_Pump_A_Useful_Tool_for_Fluid_Delivery_in_Microfluidics_and_Flow_Chemistry.pdf | 4 | Stable droplet generation at 1-10 uL/min in a 250 um chip; 0.0244 uL calculated minimum infused volume, though sub-uL resolution is geometric, never measured. | 4 | Four independently stepper-driven channels on one CNC shield; programmed off-line mode ran five flow-ratio steps and 0.5 h continuous runs unattended. | 3 | Mix of common parts and custom/printed components. | 4 | Build/operation described as low-skill or basic assembly. | 3 | Requires accessible but nontrivial lab/maker equipment. | 2 | Application scope appears narrow or proof-of-concept. | 3 | Some open documentation or files are available. | 2 | No gravimetric accuracy or precision data; only a duplicate seal/pressure test and qualitative droplet stability; commercial comparison is functional, not quantitative. | 3 | No timing comparison to conventional pumping reported; only a qualitative claim that three commercial pumps are harder for beginners to set up. | N/A | Build time not reported. | $25-30 | no
112 | A User-Centric 3D-Printed Modular Peristaltic Pump for Microfluidic Perfusion Applications | 10.3390/mi14050930 | Liquid Handling | /Users/iyakavets/Documents/Github/dyi-biofabrication/downloaded_papers/112_A_User-Centric_3D-Printed_Modular_Peristaltic_Pump_for_Microfluidic_Perfusion_Applications.pdf | 4 | Minimum reliable flow 3.58 uL/min (0.5 mm ID at 1 RPM) with 2.1% relative error, but control granularity is coarse 1 RPM steps and peristaltic pulsation persists. | 4 | Three parallel tubing paths agree within 4.2% and two weeks unattended continuous perfusion demonstrated; channels share one motor so not independently controlled. | 4 | Mostly off-the-shelf or kit-based components. | 4 | Build/operation described as low-skill or basic assembly. | 3 | Requires accessible but nontrivial lab/maker equipment. | 4 | Presented as modular or usable across multiple workflows. | 3 | Some open documentation or files are available. | 3 | Four tubing IDs x six RPMs, n=3-5 with 10 technical replicates, calibration regressions (R2=0.9998) and 10-day temperature log, but no experimental commercial benchmark. | 3 | No priming, cycle-time or throughput comparison against commercial pumps or manual handling; only cost and footprint are compared. | N/A | Build time not reported. | ~$175 | no
115 | µPump: An open-source pressure pump for precision fluid handling in microfluidics | 10.1016/j.ohx.2020.e00096 | Liquid Handling | /Users/iyakavets/Documents/Github/dyi-biofabrication/pdfs/115_µPump_An_open-source_pressure_pump_for_precision_fluid_handling_in_microfluidics.pdf | 5 | Pressure resolution 0.02% of a 2-bar span (0.5 mbar LSB, 12-bit DAC), accuracy 0.09%, stability 0.02%; pulsation-free pressure-driven flow with repeatable sub-nL droplets. | 4 | Four independently controlled channels built and tested, with PCB/software/BOM documented for eight; unattended continuous operation but no automated fluid switching. | 4 | Mostly off-the-shelf or kit-based components. | 4 | Build/operation described as low-skill or basic assembly. | 4 | Uses common benchtop/desktop equipment or generic consumables. | 4 | Presented as modular or usable across multiple workflows. | 2 | Open build documentation is not clearly identified. | 4 | Three test days benchmarked head-to-head against a Fluigent MFCS-EZ (step response, hysteresis, stability) plus droplet validation; no leakage, carryover or clogging testing. | 3 | Settling to 2 bar under 2 s and actuator steps ~0.2 s, described as practically identical to the Fluigent reference, i.e. comparable rather than faster. | N/A | Build time not reported. | ~$3,000 (4-channel) / ~$5,000 (8-channel) | no
116 | micrIO: an open-source autosampler and fraction collector for automated microfluidic input–output | 10.1039/c9lc00512a | Liquid Handling | /Users/iyakavets/Documents/Github/dyi-biofabrication/pdfs/116_micrIO_an_open-source_autosampler_and_fraction_collector_for_automated_microfluidic_input_output.pdf | 3 | Collects 10 uL fractions (measured 9 uL) at 2.58 uL/min with a 7.68 uL flow path; fraction volume is set by timed delay rather than metered. | 5 | Serially addresses any of 96 input wells and a 48-vial output rack with automated needle/sheath wash switching; 48 unattended injections, fully scripted in Python. | 4 | Mostly off-the-shelf or kit-based components. | 4 | Build/operation described as low-skill or basic assembly. | 4 | Uses common benchtop/desktop equipment or generic consumables. | 4 | Presented as modular or usable across multiple workflows. | 5 | Multiple open resources named: files/code/BOM/protocol documentation. | 3 | Carryover quantified three ways (~4-log reduction) across three wash strategies with standard curves and a calibration guide, but no comparison to a commercial autosampler. | 3 | No timing comparison to manual handling given; absolute throughput is modest at 12.5 min per sample (~5 samples/h). | N/A | Build time not reported. | N/A | no
118 | Modular microfluidic systems cast from 3D-printed molds for imaging leukocyte adherence to differentially treated endothelial cultures | 10.1038/s41598-019-47475-z | Microfluidics | /Users/iyakavets/Documents/Github/dyi-biofabrication/downloaded_papers/118_Modular_microfluidic_systems_cast_from_3D-printed_molds_for_imaging_leukocyte_adherence_to_differentially_trea.pdf | 2 | Smallest feature/positioning evidence about 250 um. | 2 | Operation appears single-unit or manually constrained. | 2 | Requires specialized or custom-built components. | 2 | Multiple advanced technical skills appear required. | 2 | Requires specialized facilities, equipment, or consumables. | 4 | Presented as modular or usable across multiple workflows. | 3 | Some open documentation or files are available. | 4 | Validation includes standards, benchmarking, replicates, or multi-condition tests. | N/A | No clear speed comparison found | N/A | Build time not reported. | N/A | yes
119 | STARTER: a stand-alone reconfigurable and translational organ-on-chip platform based on modularity and open design principles | 10.1039/d5lc00756a | Microfabrication | /Users/iyakavets/Documents/Github/dyi-biofabrication/pdfs/119_STARTER_a_stand-alone_reconfigurable_and_translational_organ-on-chip_platform_based_on_modularity_and_open_design_principles.pdf | 1 | Smallest feature/positioning evidence about 1500 um. | 4 | Evidence of parallel, plate-scale, multi-head, or unattended operation. | 3 | Mix of common parts and custom/printed components. | 4 | Build/operation described as low-skill or basic assembly. | 3 | Requires accessible but nontrivial lab/maker equipment. | 4 | Presented as modular or usable across multiple workflows. | 3 | Some open documentation or files are available. | 4 | Validation includes standards, benchmarking, replicates, or multi-condition tests. | 4 | Speed evidence suggests rapid, real-time, or automated operation. | 3 | Build/setup appears multi-day but under a week. | N/A | yes
120 | Development of a microfluidic-assisted open-source 3D bioprinting system (MOS3S) for the engineering of hierarchical tissues | 10.1016/j.ohx.2024.e00527 | Bioprinting | /Users/iyakavets/Documents/Github/dyi-biofabrication/pdfs/120_Development_of_a_microfluidic-assisted_open-source_3D_bioprinting_system_MOS3S_for_the_engineering_of_hierarchical_tissues.pdf | 3 | Dispensed 50-280 uL (n=3) with Bland-Altman error growing as volume falls; printing flow rates 10-30 uL/min producing 250 um strands; no pulsation data. | 4 | Three 3D-printed syringe pumps on separate stepper drivers addressed independently by G-code via DISTINCT_E_FACTORS, with automated ink switching and unattended 20-layer gradient prints. | 3 | Mix of common parts and custom/printed components. | 4 | Build/operation described as low-skill or basic assembly. | 4 | Uses common benchtop/desktop equipment or generic consumables. | 5 | Supports broad or translationally relevant applications. | 4 | Open resources include several build or operation artifacts. | 3 | Multiple volumes, six hydrogel formulations, collapse test and strand/pore measurement against design, but no experimental benchmark against a commercial bioprinter or pump. | 3 | No timing comparison reported; ink transition took 8 min at 20 uL/min and 16 min at 10 uL/min with no conventional reference. | N/A | Build time not reported. | 677 EUR (~$730) | yes
121 | Open-source, community-driven microfluidics with Metafluidics | 10.1038/nbt.3873 | Microfluidics | /Users/iyakavets/Documents/Github/dyi-biofabrication/downloaded_papers/121_Open-source_community-driven_microfluidics_with_Metafluidics.pdf | 4 | Valve-defined reaction volumes of 300-650 nL, tenfold below 2-10 uL tube controls, but no quantified volumetric accuracy, drift or pulsation measurements. | 5 | 32 independently programmable pneumatic channels plus 16 pressure outlets; eight control channels drive on-chip mixing of three fluids; multiplexors addressable to thousands of channels. | 4 | Mostly off-the-shelf or kit-based components. | 2 | Multiple advanced technical skills appear required. | 3 | Requires accessible but nontrivial lab/maker equipment. | 4 | Presented as modular or usable across multiple workflows. | 5 | Multiple open resources named: files/code/BOM/protocol documentation. | 4 | Four assembly biochemistries benchmarked head-to-head against tube reactions (colony yields, digests, sequencing, flow cytometry); metrics are biological rather than fluidic, no leakage/carryover testing. | 3 | No timing comparison reported; described as a push-button eight-stage sequence with no cycle, priming or fluid-switching times versus the tube workflow. | N/A | Build time not reported. | N/A | yes
122 | Hydrogel Patterns in Microfluidic Devices by Do-It-Yourself UV-Photolithography Suitable for Very Large-Scale Integration | 10.3390/mi11050479 | Microfabrication |  | 4 | Smallest feature/positioning evidence about 20 um. | 2 | Operation appears single-unit or manually constrained. | 2 | Requires specialized or custom-built components. | 2 | Multiple advanced technical skills appear required. | 2 | Requires specialized facilities, equipment, or consumables. | 2 | Application scope appears narrow or proof-of-concept. | 3 | Some open documentation or files are available. | 4 | Validation includes standards, benchmarking, replicates, or multi-condition tests. | N/A | No speed envidence. | N/A | Build time not reported. | N/A | yes
Note on AA1: [Threaded comment] Your version of Excel allows you to read this threaded comment; however, any edits to it will get removed if the file is opened in a newer version of Excel. Learn more: https://go.microsoft.com/fwlink/?linkid=870924 [Tasks] There is a task anchored to this comment that cannot be viewed in your client. Comment: @Kevin Perera I did a brief filter of the papers so these are my choices in the KEEP column. For your papers, if you disagree, please put your response and highlight it.

## Criteria Rubric
criterion | description | technology_type | information_to_extract | score_1 | score_2 | score_3 | score_4 | score_5
Resolution | How small or precise can this technology achieve? | Bioprinting | feature size, | >1000 um | 500-1000 um | 100-500 um | 10-100 um | <10 um
Resolution | How small or precise can this technology achieve? | Liquid Handling | Minimum Handling Volume, max volume, Viscocity Range, accuracy | Min reliable >100 | 50-100 | 10-50 | 1-10 | <1
Resolution | How small or precise can this technology achieve? | Microfabrication | feature size, | >500 um | 100-500 um | 50-100 um | 10-50 um | <10 um
Scalability/Throughput | How scalable is from low device production to high throughput manufacturing for biofabrication | Bioprinting | print speed, build volume, number of printheads, level of human-involvment in the printing, parallelization of printing, bioink capacity, reproducibility, | Single construct printing; slow operation; extensive manual intervention; limited reproducibility | Small batch production; manual loading/setup; limited automation | Moderate throughput; repeatable fabrication of multiple constructs; some automation or parallelization | High throughput; multiple constructs per run; automated workflows; reduced user intervention | Scalable platform; continuous operation, multi-printhead capability, automated sample handling
Scalability/Throughput | How scalable is from low device production to high throughput manufacturing for biofabrication | Liquid Handling | number of channels, resource handling | one at time, require manual intervention | automated continous, but limited to small batch size | can process a full plate indepently | multichanel, unattended operation | 8 or above channel
Scalability/Throughput | How scalable is from low device production to high throughput manufacturing for biofabrication | Microfabrication | fabrication batch size, process repeatability, parallel processing, | Single-device fabrication; each device requires independent fabrication steps; no reusable components (1-10 devices per month) | Small-batch fabrication; manual processing with limited reuse of molds/masters (10-50 devices per month once mold or master made) | Batch fabrication enabled by reusable molds/masters; multiple devices produced from a single fabrication step (50-200 devices per month) | Parallelized fabrication workflow using standardized processes, allowing consistent production of many devices (500-1000 devices per month) | Automated or highly standardized manufacturing workflow with minimal manual intervention and high production capacity (1000's of devices per day)
Build and Part Sourcing Complexity | How many components are off the shelf vs custom. Meaning how complex is it to source and build parts | Bioprinting | can you convert an existing 3D printer, use off-the shelf components like firmware, control boards, extruder/dispenser, etc? how much needs to be custom-made? | Requires design and development of a novel printing system, including custom mechanical design, electronics, control software, and access to specialized fabrication tools | Requires custom hardware integration involving fabrication of structural components, electronic modifications, and/or firmware/software adjustments | Requires multiple custom or modified components (e.g., 3D-printed mounts, custom brackets, modified electronics); basic mechanical assembly and wiring required | only requires commerically available components (e.g. syringe pump, extrusion nozzle printhead) on a repurposed 3D printer, no custom fabriation or electronic modification | commerical printer/open-source kit with no hardware modifications; requires only basic setup and software installation
Build and Part Sourcing Complexity | How many components are off the shelf vs custom. Meaning how complex is it to source and build parts | Liquid Handling | number of custom parts, difficulty of making/sourcing custom parts, regional availablity of parts, requires existing equipment/modification | large amounts of custom machining, experts in enginerring and programming required | serveral precision custom parts, major modification of exisiting equipment | combination of off the shelf and custom parts | mostly off the shelf and simple 3d printed parts | off the shelf or kits
Build and Part Sourcing Complexity | How many components are off the shelf vs custom. Meaning how complex is it to source and build parts | Microfabrication | availability of existng hardware equipment (e.g. mask aligner, mask writer) or require custom | Requires development of a custom fabrication workflow, including novel processing methods, custom-built equipment, specialized infrastructure, or extensive optimization of fabrication parameters | Requires specialized microfabrication infrastructure or custom fabrication processes (e.g., photolithography, cleanroom-access equipment, custom molds, precision alignment, specialized materials) | Requires multiple fabrication steps and dedicated laboratory equipment (e.g., spin coating, plasma bonding, UV exposure, mold fabrication) but uses established protocols and commercially available materials | Requires assembly of commercially available materials or basic fabrication steps (e.g., cutting, drilling, molding, simple 3D printing); no specialized microfabrication equipment required | commerically available equipment, requires only basic tools and materials, no specialized equiment/fabrication facilities
Skill Complexity | How broad or specific are the skills do you need to build the thing. How many skills needed plays into this categories scoring | Bioprinting | cell culture, 3D modeling, microscopy/imaging, CAD, understanding of material science and bioink formulation, | designing a new bioprinting platform, developing novel hardware/control strategies, engineering new bioink systems | requires advanced skills including: electronics/software, developing custom printing workflows, designing bioinks, and performing biological validation of printed constructs | Requires skills in multiple technical areas, including mechanical assembly, calibration, bioink preparation, and optimization of printing parameters | Requires basic mechanical and laboratory skills, such as printer operation, material preparation, and routine parameter adjustment | requires basic laboratory skills only; established protocols with minimal technical troubleshooting
Skill Complexity | How broad or specific are the skills do you need to build the thing. How many skills needed plays into this categories scoring | Liquid Handling | skill areas (mechincial assembly, CAD, electronic, soldering, programming) | expert level of skill required across serveral areas | advanced skills in multiple areas required | moderate maker skills and experience, common lab skills | basic assemble, simple coding, tasks can be completed by typical researcher | plug and play, simple assemble, no special skills required
Skill Complexity | How broad or specific are the skills do you need to build the thing. How many skills needed plays into this categories scoring | Microfabrication | CAD, photolighthograhy and patterning, etching, characterization, cleanroom protocol, understanding of materials science | expert-level: developing new fabrication methods, designing custom fabrication equipment, optimizing novel materials/processes, and establishing new manufacturing workflows | Requires advanced microfabrication expertise: photolithography, micro-scale patterning, specialized equipment operation, precision alignment, and fabrication troubleshooting | Requires microfabrication laboratory skills: following established fabrication workflows, mold preparation, surface treatment, bonding techniques, and optimization of fabrication parameters | CAD design, desktop fabrication (e.g., 3D printing/laser cutting), basic bonding/assembly, and dimensional verification | Requires basic fabrication skills: device assembly, simple cutting/molding, following published fabrication protocols, and basic handling of materials
Equipment/Cosumable/Facility Requirement Accessibility | How accessible are the equipments, technology, consumable, and facilitiy requirements for building and using this tool. | Bioprinting | 3D printer, consumables (bioinks), sterile enclosure | Requires highly specialized infrastructure or commercial-grade equipment | Requires advanced equipment or dedicated fabrication facilities | Requires specialized laboratory equipment or consumables but available in many research laboratories | Requires commercially available equipment and consumables with basic laboratory access; fabrication can be performed using common tools or desktop equipment | Requires only readily available components and standard laboratory supplies
Equipment/Cosumable/Facility Requirement Accessibility | How accessible are the equipments, technology, consumable, and facilitiy requirements for building and using this tool. | Liquid Handling | tips, syringe, proprietary consumables, enclosure requirements, recurring costs | Requires clean room access, specialised manufacturing facilities, or highly proprietary consumables. | Require expensive specialized equipment or difficult to source consumables. | Requires a university workshop or shared user facility and some specialised components. | Can be produced with common desktop fabrication tools and generic consumables. | Requires only standard benchtop laboratory equipment and widely available generic consumerables.
Equipment/Cosumable/Facility Requirement Accessibility | How accessible are the equipments, technology, consumable, and facilitiy requirements for building and using this tool. | Microfabrication | can the equipment operate on a benchtop, or in a cleanroom? professional grade consumables or maker/hobby grade? CAD software accessibility | highly specialized facilities or proprietary equipment, outsourced fabrication | Requires cleanroom | Requires specialized laboratory equipment and consumables (e.g., spin coater, plasma cleaner, PDMS, specialized polymers, UV curing systems) | benchtop fabrication tools and standard laboratory equipment, materials are readily available | common tools and commercially available materials, no specialized laboratory equipment or facilities required
Application Level | Is it general purpose for most applications in the space or niche (i.e can you use this tool for a variety of applications, or was it designed for narrow use case) | Bioprinting | Limited to specific tissues types or analogous tissues using specific ECM substitites (i.e hydrogels), and cell types. Versus highly flexibl | demonstrated only for non-biological or proof-of-concept printing, no biological application shown | demonstrated printing of simple biolocal materials (e.g. hydrogels) or acellular constructs | demonstrated printing of cell-laden constructs with limited functional validation | demonstrated capability for complex biological applications, such as multi-material printing, heterogenous tissue constructs | demonstrated capability for printing clinically relevant archetectures, with functional validation
Application Level | Is it general purpose for most applications in the space or niche (i.e can you use this tool for a variety of applications, or was it designed for narrow use case) | Liquid Handling | Demonstrated liquid types. Viscosity ranges. Proticle containing liquids. Supported operations. Compatible labwear. Programmability. Ability to change protocols. | Demonstrate one fixed liquid on narrowly defined procedure. | supports one main application with limited changes in volume, liquid or protocol. | Support several common liquid handling tasks or liquid types. | Supports multiple workflows, labware formats, and challenging liquids. | General purpose, programmable and modular platform suitable for a variety of liquids.
Application Level | Is it general purpose for most applications in the space or niche (i.e can you use this tool for a variety of applications, or was it designed for narrow use case) | Microfabrication | Solves highly specific, personalized biological problems (custom-built for a single type of research question), or standardized for general purposes applications for a variety of things such as disease modelling, variable organs/cell applications, and drug screening models. | demonstrated only proof-of-concept without a functional application | Produces a functional device for a limited or narrow purpose, with basic validation of intended operatio | Produces a functional biological or engineering platform validated for its intended application | Enables advanced or expanded applications, such as integrated sensing, or multi-function platforms | Enables highly versatile or broadly applicable platforms, such as automated systems, high-throughput screening, multi-organ systems, or clinically/translationally relevant applications
Accessibility to documentation | How good is the documentation for both building the tool and usage by the author. | Bioprinting | repositories, CAD files, documentation of firmware and code, G-code, bioink formulation if it's custom, list of soruce materials, written or filmed assembly instructions | insufficient information for reproduction | provides partial build information but missing critical details required for reproduction | provides enough information to build and operate, but some details (e.g., component specifications, assembly steps, calibration procedures) require interpretation or optimization | provides detailed building and operating information, enabling reproduction wih limited additional information | Provides a complete build guide enabling direct reproduction, including all design files, bill of materials, fabrication protocols, software/firmware, operating procedures, and user support resources
Accessibility to documentation | How good is the documentation for both building the tool and usage by the author. | Liquid Handling | Open access article. Bill of materials. CAD files. Source code. Firmware and wiring diagrams. Assembly instructions. Calibration and validation workflows. Operating protocols. Troubleshooting guides. Open source license. | Only conceptual description critical information missing. | Partial methods are provided, but essential files, code, or component details are absent. | Enough information to attempt replication, but substantial interpretation required. | Complete build and operating instructions with only minor gaps. | Complete openly accessable version packaged with files, code, calibration, examples, and troubleshooting.
Accessibility to documentation | How good is the documentation for both building the tool and usage by the author. | Microfabrication | CAD/mask files, bill of materials (consumables, hardware), build instruction manual, process flow sheets/SOPs, calibration metrics, source code, software documentation for equipment usage, Troublshooting and failure mode documentation during fabrication and handling. | insufficient information for reproduction | describes the fabrication approach and materials but critical process parameters are missing | provides a reproducible fabrication workflow with major materials, steps, and conditions, but some optimization details are unavailable | provides detailed fabrication protocols, including device design, materials, process conditions, and assembly methods | provides a complete fabrication package, including design files (CAD/masks), detailed protocols, process parameters, and troubleshooting guidance
Validation/Troubleshooting Complexity | How well validated is the technology. Has it been validated against industry standards or commercially available counterparts? How easy is it to validate once built. | Bioprinting | mechanical validation (accuracy of the axes, syringe pump function, nozzle flow behavior), material validation (rheology, cross-linking, shape), biologcal validation (cell viability assay), | Requires extensive validation and benchmarking against commercial systems or established standards; failures may require redesign of hardware, software, or biological protocols | Requires advanced validation against multiple performance criteria, troubleshooting requires multidisciplinary expertise | Requires multiple validation steps involving both hardware and biological performance | requires basic calibration and performance testing using readily availble tools | requires only verification of system performance using simple, direct tests
Validation/Troubleshooting Complexity | How well validated is the technology. Has it been validated against industry standards or commercially available counterparts? How easy is it to validate once built. | Liquid Handling | Validation methods, volume tested, liquids tested, number of replicates, accuracy, precision, multi-day tests, multi-device tests, benchmark against comericial liquid handlers. Acceptance criteria, troubleshooting information. | No meaningful quantitative validation and no calibration procedure. | Test it on a one condition with limited replicates and no benchmark. | Accuracy or precision tested across multiple volumes or conditions, basic calibration provided. | Validated across several volumes and liquid types and compared with a conventional method. | Extensive multi day, multi device validation with clear calibration and troubleshooting guidance.
Validation/Troubleshooting Complexity | How well validated is the technology. Has it been validated against industry standards or commercially available counterparts? How easy is it to validate once built. | Microfabrication | feature validation (imaging/metrology/microscopy), funcational and material validation (flow/leak testing, surface characterization, spectroscopy of material composition), validation against baselines (compared to the same fabricaiton in a standard facility, testing of physical properties, biological/chemical assays, disease modelling performance) | Requires extensive characterization, benchmarking, and expert troubleshooting; failure sources are difficult to identify | Requires specialized testing and optimization of multiple fabrication parameters; troubleshooting requires advanced expertise | Requires functional testing and process optimization; common failure sources can be identified with experience | Requires standard validation tests with clear acceptance criteria; troubleshooting approaches are established | Requires only basic validation with clear pass/fail criteria; failures are easy to identify and correct
Speed/Cycle Time | How fast does the method generate usable parts or intended outcome once built (i.e How fast compared to traditional or alternative tools) | Bioprinting | time to fabricate a construct, considering printing speed, automation, workflow efficiency | slower, impractical for routine use? | slower | moderate increase in printing time (by hours?) | slightly slower (by minutes?) but remains practical for routine printing | faster
Speed/Cycle Time | How fast does the method generate usable parts or intended outcome once built (i.e How fast compared to traditional or alternative tools) | Liquid Handling | Time for aspirate the spent cycle. Compare against similar liquids. | More than 2x slower | 20%-100% slower | +-20% | 1.2-3x faster | More than 3x faster
Speed/Cycle Time | How fast does the method generate usable parts or intended outcome once built (i.e How fast compared to traditional or alternative tools) | Microfabrication | is the design-to-device turnaround longer or shorter than if it were traditionally fabricated? | slower than traditional method, requiring multiple iterations | slower than traditional methods on an order of hours. | approximately the same amount of time as traditional methods | hours to days faster than existing methods | days to weeks faster than existing methods.
Build Time | How fast can the device or method be setup. Note: This category feeds into scalability, however just because something is fast does not mean its scalable for large batch manufacturing neccessarily. It helps though. | Bioprinting | material sourcing time, mechanical and electrical assembly, firware/software setup, calibration, bioink optimization, sterility modifications | Requires complex fabrication and assembly of custom components, calibration, and multiple stages of optimization and modification (multi-day) | requires fabrication and assembly of custom components and calibration, optimization is expected (multi-day) | requires assembly of components and calibration with instructions, limited optimization expected (multi-day) | requires minor assembly of an existing platform, with minimal calibration (operational within 1 day) | ready to use with minimal setup (i.e. pre-assembled, no calibration or optimization needed) (same-day operation)
Build Time | How fast can the device or method be setup. Note: This category feeds into scalability, however just because something is fast does not mean its scalable for large batch manufacturing neccessarily. It helps though. | Liquid Handling | Active hands on construction time. Total construction time. Software setup, calibration time. Time to first successful operation. | More than one month, or more than 80 active hours. | One to four weeks, approximately 40-80 hours. | Two to seven days, or approximately 16-40 hours | Less than two days approximately 4-16 hours | Less than four hours. Or essentially ready to operate.
Build Time | How fast can the device or method be setup. Note: This category feeds into scalability, however just because something is fast does not mean its scalable for large batch manufacturing neccessarily. It helps though. | Microfabrication | material sourcign time, mechanical assembly, leak testing, calibration, biological validation, fabrication optimization, sterility validation, | >1 month | 1-4 weeks | 1 week | less than 1 week | <1 day

## Notes
Biofabrication PDF Criteria Assessment
Source workbook | /Users/iyakavets/Library/CloudStorage/OneDrive-SharedLibraries-UniversityofToronto/Acceleration Consortium Research - AC Research Docs/SDL6 - HOM/Projects/biofacrication_perspective/deep search analysis/Summary Table.xlsx
Source repo | /Users/iyakavets/Documents/Github/dyi-biofabrication
Assessment method | Local PDF text was extracted and combined with repo/workbook metadata. Scores are suggested 1-5 rubric values with concise evidence rationales.
Rows assessed | 115
Caution | Scores are heuristic and should be reviewed before publication; rationales identify the evidence signal or absence of evidence.
Installed skill | /Users/iyakavets/.codex/skills/biofabrication-pdf-criteria